## Existing Wind&Solar Projects
Dispatch of Existing Wind & Solar Projects
INR | Site Name | Unit Name | Unit Code | County | Zone | Nameplate Capacity (MW) - CDR | Nameplate Capacity (MW) - Previous | Commercial Date | Type | Bus Number | Remarks | SSWG BUS NAME | TSP | NMMS STATION CODE | PLANNING BUS LONG NAME | Electrical Bus Name 1 | Electrical Bus Name 2 | Electrical Bus Name 3 | Electrical Bus Name 4 | Electrical Bus Name 5 | Electrical Bus Name 6
00INR0022 | Orion NWP Indian Mesa Wind Farm | INDIAN MESA WIND | INDNNWP_INDNNWP2 | Pecos | West | 91.8 | 82.5 | 2001-07-01 | Wind | 130331 |  | INDN_INDNNWP | LCRA | INDNNWP | ORION NATIONAL WIND POWER | INDNNWP_LOAD | INDN_INDNNWP | -- | -- | -- | --
00INR0025 | King Mt. Wind Ranch | KING MOUNTAIN WIND (NE) | KING_NE_KINGNE | Upton | West | 79.7 | 271.7 | Phase I- 5/3/2001 | Wind | 130831 |  | KING__KINGNE | LCRA | KING_NE | KING MOUNTAIN FPL NE | KING_NE_2 | KING_NE_KS | -- | -- | -- | --
|  | KING MOUNTAIN WIND (NW) | KING_NW_KINGNW | Upton | West | 79.7 |  | Phase 2-10/15/2001 | Wind | 130731 |  | KING__KINGNW | LCRA | KING_NW | KING MOUNTAIN FPL NW | KING_KINGNW | -- | -- | -- | -- | --
|  | KING MOUNTAIN WIND (SE) | KING_SE_KINGSE | Upton | West | 40.5 |  | Phase 3 -12/3/2001 | Wind | 130931 |  | KING__KINGSE | LCRA | KING_SE | KING MOUNTAIN FPL SE | KING_KINGSE | -- | -- | -- | -- | --
|  | KING MOUNTAIN WIND (SW) | KING_SW_KINGSW | Upton | West | 79.7 |  | Phase 4-12/17/2001 | Wind | 130631 |  | KING__KINGSW | LCRA | KING_SW | KING MOUNTAIN FPL SW | KING_SW_KX | -- | -- | -- | -- | --
00INR0027 | Indian Mesa Wind Farm I & II (Desert Sky 1-2) | DESERT SKY WIND 1 A | DSKYWND1_UNIT_1A | Pecos | West | 53.1 | 160.5 | 2001-12-21 | Wind | 135663 |  | INDN_INDNENR | LCRA | INDNENR | DESERT SKY I | 001A | IN_INDNENR | -- | -- | -- | --
|  | DESERT SKY WIND 1 B | DSKYWND2_UNIT_2A | Pecos | West | 50.4 |  | 2001-12-21 | Wind | 135613 |  | IN_INDNENR_3 | LCRA | INDNENR | IN_INDNENR_3 | INDIAN MESA ENRON | -- | -- | -- | -- | --
|  | DESERT SKY WIND 2 A | DSKYWND1_UNIT_1B | Pecos | West | 18.7 |  | 2001-12-21 | Wind | 135664 |  | IN_INDNENR_2 | LCRA | INDNENR | DESERT SKY II | 002A | IN_INDNENR_2 | -- | -- | -- | --
|  | DESERT SKY WIND 2 B | DSKYWND2_UNIT_2B | Pecos | West | 8 |  | 2001-12-21 | Wind | 135614 |  | IN_INDNENR_4 | LCRA | INDNENR | IN_INDNENR_4 | INDIAN MESA ENRON | -- | -- | -- | -- | --
01INR0035 | FPL Energy Pecos Wind (Woodward Mt.) 1-2 | PECOS WIND 1 (WOODWARD) | WOODWRD1_WOODWRD1 | Pecos | West | 91.7 | 160 | 2001-05-01 | Wind | 130431 |  | WOO_WOODWRD1 | AEP | WOODWRD1 | WOODWARD UNIT #1 | WOODWRD1_LD | WOO_WOODWRD1 | -- | -- | -- | --
|  | PECOS WIND 2 (WOODWARD) | WOODWRD2_WOODWRD2 | Pecos | West | 85.8 |  | 2001-05-01 | Wind | 130531 |  | WOO_WOODWRD2 | TNMP | WOODWRD2 | WOODWARD MOUNTAIN GENERATOR BUS PHASE 2 | WDWRD2_LOAD | WOO_WOODWRD2 | -- | -- | -- | --
01INR0036 | Sweetwater Wind LLC 1 | SWEETWATER WIND 1 | SWEETWND_WND1 | Nolan | West | 42.5 | 37 | 2003-12-23 | Wind | 180151 |  | SWEETWN_WND1 | LCRA | SWEETWND | SWEETWATER WIND 1 | SWTWND_WND1 | -- | -- | -- | -- | --
01INR0036 | Sweetwater Wind LLC 2 | SWEETWATER WIND 2A | SWEETWN2_WND24 | Nolan | West | 16.8 | 115.8 | 2004-11-22 | Wind | 180153 |  | SWEETWN_WND2 | LCRA | SWEETWN2 | SWEETWATER WIND 2 | SWEETWN2_8 | SWTWN2_WND2 | SWTWN2_WND24 | -- | -- | --
|  | SWEETWATER WIND 2B | SWEETWN2_WND2 | Nolan | West | 110.8 |  | 2004-11-22 | Wind | 180153 |  | SWEETWN_WND2 | LCRA | SWEETWN2 | SWEETWATER WIND 2 | SWEETWN2_8 | SWTWN2_WND2 | SWTWN2_WND24 | -- | -- | --
01INR0036 | Sweetwater Wind LLC 3 | SWEETWATER WIND 3A | SWEETWN3_WND3A | Nolan | West | 33.6 | 151 | 2005-12-15 | Wind | 180156 |  | SWEETWN_WND3 | LCRA | SWEETWN3 | SWEETWATER WIND 3 | SWTWN3_WND3 | -- | -- | -- | -- | --
|  | SWEETWATER WIND 3B | SWEETWN3_WND3B | Nolan | West | 118.6 |  | 2005-12-15 | Wind | 180156 |  | SWEETWN_WND3 | LCRA | SWEETWN3 | SWEETWATER WIND 3 | SWTWN3_WND3 | -- | -- | -- | -- | --
01INR0038 | Trent Mesa Wind Farm 1 | TRENT WIND 1 A | TRENT_TRENT | Nolan | West | 38.3 | 150 | 2001-11-19 | Wind | 180051 |  | TRENT_TRENT | ONCOR | TRENT | TRENT_TRENT | EB012 | TRENT_TRENT | TRENT_UN_3A | TRENT_UN_3B | TRENT_UN_1B | TRENT_UNIT_2
|  | TRENT WIND 1 B | TRENT_UNIT_1B | Nolan | West | 15.6 |  | 2001-11-20 | Wind | 180058 |  | TRENT_UN_3A | ONCOR | TRENT | STWF_CB1 | TRENT WIND FARM | -- | -- | -- | -- | --
|  | TRENT WIND 2 | TRENT_UNIT_2 | Nolan | West | 50.5 |  | 2001-11-21 | Wind | 180059 |  | TRENT_UN_3B | ONCOR | TRENT | TRENT_UN_3B | TRENT WIND FARM | -- | -- | -- | -- | --
|  | TRENT WIND 3 A | TRENT_UNIT_3A | Nolan | West | 38.3 |  | 2001-11-22 | Wind | 180055 |  | TRENT_UN_1B | ONCOR | TRENT | TRENT_UN_1B | TRENT WIND FARM | -- | -- | -- | -- | --
|  | TRENT WIND 3 B | TRENT_UNIT_3B | Nolan | West | 13.8 |  | 2001-11-23 | Wind | 180056 |  | TRENT_UNIT_2 | ONCOR | TRENT | TRENT_UNIT_2 | TRENT WIND FARM | -- | -- | -- | -- | --
03INR0020 | Green Mountain Energy Wind Farm at Brazos 1-2 | GREEN MOUNTAIN WIND (BRAZOS) U1 | BRAZ_WND_WND1 | Scurry | West | 99 | 160 | 2003-12-30 | Wind | 180251 |  | BRAZ_WN_WND1 | ONCOR | BRAZ_WND | BRAZ_WN_WND1 | BRAZ_WN_WND1 | -- | -- | -- | -- | --
|  | GREEN MOUNTAIN WIND (BRAZOS) U2 | BRAZ_WND_WND2 | Scurry | West | 61 |  | 2003-12-30 | Wind | 180252 |  | BRAZ_WN_WND2 | ONCOR | BRAZ_WND | BRAZ_WN_WND2 | BRAZ_WN_WND2 | -- | -- | -- | -- | --
03INR0034 | Silver Star | SILVER STAR WIND | FLTCK_SSI | Erath | North | 52.8 | 60 | 2008-03-22 | Wind | 150511 |  | FLTCK_SSI | ONCOR | FLTCK | FLTCK_SSI | FLTCK_0300 | FLTCK_R_A | -- | -- | -- | --
04INR0011 | Mesquite Wind Farm 1 | LONE STAR WIND 1 (MESQUITE) | LNCRK_G83 | Shackelford | West | 194 | 200 | 2006-11-01 | Wind | 150211 |  | LNCRK_G83 | ONCOR | LNCRK | LNCRK_G83 | LD_EB | LNCRK_G83 | -- | -- | -- | --
04INR0011a | Post Oak | LONE STAR WIND 2 (POST OAK) U1 | LNCRK2_G871 | Shackelford | West | 98 | 100 | 2007-12-01 | Wind | 150311 |  | LNCRK2_G871 | ONCOR | LNCRK2 | LNCRK2_G871 | EB0002 | LNCRK2_R_A | -- | -- | -- | --
|  | LONE STAR WIND 2 (POST OAK) U2 | LNCRK2_G872 | Shackelford | West | 100 |  | 2007-12-01 | Wind | 150312 |  | LNCRK2_G872 | ONCOR | LNCRK2 | LNCRK2_G872 | LNCRK2_R_B | -- | -- | -- | -- | --
04INR0011e | Hackberry Wind Farm | HACKBERRY WIND | HWF_HWFG1 | Shackelford | West | 163.5 | 165 | 2008-11-01 | Wind | 150611 |  | HWF_HWFG1 | ONCOR | HWF | HWF_HWFG1 | 0001HWFG1 | HWF_K | -- | -- | -- | --
04INR0013 | Callahan Divide Wind Farm | CALLAHAN WIND | CALLAHAN_WND1 | Callahan | West | 123.1 | 114 | 2004-12-10 | Wind | 180351 |  | HHG_CALLAHAN | LCRA | HHGT | HORSE HOLLOW GENERATION TIE | GENCCALLAH | -- | -- | -- | -- | --
04INR0015 | Buffalo Gap 1 | BUFFALO GAP WIND 1 | BUFF_GAP_UNIT1 | Taylor | West | 120.6 | 120 | 2005-09-23 | Wind | 180451 |  | BUFF_G_UNIT1 | AEP | BUFF_GAP | BUFFALO GAP GENERATOR 1A | BUFF_G_UNIT1 | -- | -- | -- | -- | --
04INR0017 | Ocotillo Wind Farm 1 (Big Spring Option B) | OCOTILLO WIND | OWF_OWF | Howard | West | 54.6 | 59 | 2008-08-01 | Wind | 131551 |  | OWF_OWF | ONCOR | OWF | OWF_OWF | OWF_KF | OWF_LD | -- | -- | -- | --
05INR0015 | Horse Hollow Wind Farm 1 | HORSE HOLLOW WIND 1 | H_HOLLOW_WND1 | Taylor | West | 230 | 206.6 | 2005-10-01 | Wind | 180456 |  | HHG_HHOLLOW1 | LCRA | HHGT | HORSE HOLLOW GENERATION TIE | GEN1HHOLLO | -- | -- | -- | -- | --
05INR0015a | Gulf Wind 1 | GULF WIND I | TGW_T1 | Kenedy | Coastal | 141.6 | 283 | 2008-12-01 | Wind | 160491 |  | TGW_T1 | AEP | TGW | GULF WIND C1 | TGW_K | TGW_KJ | -- | -- | -- | --
|  | GULF WIND II | TGW_T2 | Kenedy | Coastal | 141.6 |  | 2008-12-01 | Wind | 160492 |  | TGW_T2 | AEP | TGW | GULF WIND C2 | TGW_KA | TGW_KL | -- | -- | -- | --
05INR0017 | Red Canyon | RED CANYON WIND | RDCANYON_RDCNY1 | Borden | West | 89.6 | 84 | 2006-05-01 | Wind | 180551 |  | RDCAN_RDCNY1 | BEPC | RDCANYON | RDCAN_RDCNY1 | RDCAN_RDCNY1 | -- | -- | -- | -- | --
05INR0018 | Horse Hollow 2 | HORSE HOLLOW WIND 2 | HHOLLOW2_WIND1 | Taylor | West | 184 | 158 | 2006-07-27 | Wind | 180458 |  | HHG_HHOLLOW2 | LCRA | HHGT | HORSE HOLLOW GENERATION TIE | GEN2HHOLLO | -- | -- | -- | -- | --
05INR0019 | Forest Creek 1 | FOREST CREEK WIND | MCDLD_FCW1 | Glasscock | West | 124.2 | 124 | 2006-12-20 | Wind | 131141 |  | MCDLD_FCW1 | ONCOR | MCDLD | MCDLD_FCW1 | EB_FOR | MCDLD_FCW1 | -- | -- | -- | --
05INR0019 | Sand Bluff 1 | SAND BLUFF WIND U1 | MCDLD_SB1_2 | Glasscock | West | 71.4 | 90 | 2006-12-20 | Wind | 131142 |  | MCDLD_SBW1 | ONCOR | MCDLD | MCDLD_SBW1 | EB_SAN | MCDLD_SBW1 | -- | -- | -- | --
|  | SAND BLUFF WIND U2 | MCDLD_SB3_282 | Glasscock | West | 14.1 |  | 2006-12-20 | Wind | 131142
|  | SAND BLUFF WIND U3 | MCDLD_SB4_G87 | Glasscock | West | 4 |  | 2006-12-20 | Wind | 131142
06INR0012b | Sherbino Mesa Wind Farm 2 | SHERBINO 2 WIND | KEO_SHRBINO2 | Pecos | West | 132 | 132 | 2011-10-01 | Wind | 131455 |  | KEO_SHRBINO2 | TNMP | KEO | KEO SHERBINO MESA 2 GENERATOR BUS | EB_5040 | -- | -- | -- | -- | --
06INR0021 | Barton Chapel Wind Farm | BARTON CHAPEL WIND | BRTSW_BCW1 | Jack | North | 120 | 120 | 2007-12-01 | Wind | 150411 |  | BRTSW_BCW1 | ONCOR | BRTSW | BRTSW_BCW1 | BRTSW_K | BRTSW_R_A | -- | -- | -- | --
06INR0022a | Penascal Wind Farm 1 | PENASCAL WIND 1 | PENA_UNIT1 | Kenedy | Coastal | 160.8 | 202 | 2008-10-01 | Wind | 160291 |  | PENA_UNIT1 | AEP | PENA | PENASCAL C1 | PENA_U1 | -- | -- | -- | -- | --
06INR0022b | Penascal Wind Farm 3 | PENASCAL WIND 2 | PENA_UNIT2 | Kenedy | Coastal | 141.6 | 202 | 2010-04-06 | Wind | 160292 |  | PENA_UNIT2 | AEP | PENA | PENASCAL C2 | PENA_U2 | -- | -- | -- | -- | --
|  | PENASCAL WIND 3 | PENA3_UNIT3 | Kenedy | Coastal | 100.8 |  | 2010-04-06 | Wind | 160293 |  | PENA_UNIT3 | AEP | PENA3 | PENASCAL C3 | PENA_U3 | -- | -- | -- | -- | --
06INR0022c | Baffin Wind | BAFFIN WIND UNIT1 | BAFFIN_UNIT1 | Kenedy | Coastal | 100 | 202 | 2016-06-01 | Wind | 160296 |  | BAFFIN_UNIT1 | AEP | BAFFIN | PENASCAL 3A | BAFFIN_UNIT1 | -- | -- | -- | -- | --
|  | BAFFIN WIND UNIT2 | BAFFIN_UNIT2 | Kenedy | Coastal | 102 |  | 2016-06-01 | Wind | 160297 |  | BAFFIN_UNIT2 | AEP | BAFFIN | PENASCAL 3B | BAFFIN_UNIT2 | -- | -- | -- | -- | --
06INR0037 | Cirello 1 (Buffalo Gap 2) | BUFFALO GAP WIND 2_1 | BUFF_GAP_UNIT2_1 | Taylor | West | 115.5 | 233 | 2007-03-31 | Wind | 180450 |  | BUFFG_UNIT2A | AEP | BUFF_GAP | BUFFALO GAP GENERATOR 2A | BUFFG_UNIT21 | -- | -- | -- | -- | --
|  | BUFFALO GAP WIND 2_2 | BUFF_GAP_UNIT2_2 | Taylor | West | 117 |  | 2007-03-31 | Wind | 180452 |  | BUFFG_UNIT2B | AEP | BUFF_GAP | CIRELLO GENERATOR | BUFFG_UNIT22 | -- | -- | -- | -- | --
06INR0038 | Camp Springs Energy Center | CAMP SPRINGS WIND 1 | CSEC_CSECG1 | Scurry | West | 130.5 | 130 | 2007-05-29 | Wind | 180651 |  | CSEC_CSECG1 | ONCOR | CSEC | CSEC_CSECG1 | 2_EBUS | 3_EBUS | CSEC_CSECG1 | -- | -- | --
06INR0040 | Horse Hollow 3 | HORSE HOLLOW WIND 3 | HHOLLOW3_WND_1 | Taylor | West | 241.4 | 210 | 2006-06-01 | Wind | 180460 |  | HHG_HHOLLOW3 | LCRA | HHGT | HORSE HOLLOW GENERATION TIE | HHGT_0011 | -- | -- | -- | -- | --
06INR0040 | Horse Hollow 4 | HORSE HOLLOW WIND 4 | HHOLLOW4_WND1 | Taylor | West | 115 | 116 | 2006-06-01 | Wind | 180462 |  | HHG_HHOLLOW4 | LCRA | HHGT | HORSE HOLLOW GENERATION TIE | GEN4HHOLLO | -- | -- | -- | -- | --
07INR0003 | Whirlwind | WHIRLWIND ENERGY | WEC_WECG1 | Floyd | Panhandle | 57 | 60 | 2007-09-15 | Wind | 140081 |  | WEC_WECG1 | AEP | WEC | WHIRLWIND GENERATOR | WEC_R_A | -- | -- | -- | -- | --
07INR0005 | Notrees-1 | NOTREES WIND 1 | NWF_NWF1 | Winkler | West | 92.6 | 153 | 2008-12-01 | Wind | 131851 |  | NWF_NWF1 | ONCOR | NWF | NWF_NWF1 | EB_NBSL | NBS1_EB | NWF_1 | NWF_2 | NWF_KM | SS_AUX
|  | NOTREES WIND 2 | NWF_NWF2 | Winkler | West | 60 |  | 2008-12-01 | Wind | 131851 |  | NWF_NWF1 | ONCOR | NWF | NWF_NWF1 | EB_NBSL | NBS1_EB | NWF_1 | NWF_2 | NWF_KM | SS_AUX
07INR0010 | Stanton Wind Energy 1 | STANTON WIND ENERGY | SWEC_G1 | Martin | West | 120 | 120 | 2008-01-09 | Wind | 131251 |  | SWEC_G1 | ONCOR | SWEC | SWEC_G1 | EB_SERVIC | SWEC_R_A | -- | -- | -- | --
07INR0011 | Turkey Track Energy Center | TURKEY TRACK WIND | TTWEC_G1 | Nolan | West | 169.5 | 170 | 2008-11-01 | Wind | 181051 |  | TTWEC_G1 | AEP | TTWEC | TURKEY TRACK | EB_0003 | TTWEC_K | -- | -- | -- | --
07INR0018 | Capricorn Ridge Wind Project 1 | CAPRICORN RIDGE WIND 1 | CAPRIDGE_CR1 | Sterling | West | 231.7 | 200 | 2007-08-01 | Wind | 180751 |  | CAPRIDGE_CR1 | LCRA | CAPRIDGE | CAPRICORN RIDGE | CAPRIDGE_CR1 | -- | -- | -- | -- | --
07INR0022 | Airtricity Panther Creek Wind Farm | PANTHER CREEK WIND 1 | PC_NORTH_PANTHER1 | Howard | West | 142.5 | 143 | 2008-07-01 | Wind | 131351 |  | PC__PANTHER1 | ONCOR | PC_NORTH | PC__PANTHER1 | PC_NORTH_KP | PC_NORTH_KZ | -- | -- | -- | --
07INR0023 | Sweetwater Wind 4 | SWEETWATER WIND 4-5 | SWEETWN5_WND5 | Nolan | West | 85 | 300 | 2007-07-01 | Wind | 180162 |  | SWEETWN_WND5 | LCRA | SWEETWN4 | SWEETWATER WIND 4 | SWEETWN4_R_C | -- | -- | -- | -- | --
|  | SWEETWATER WIND 4-4B | SWEETWN4_WND4B | Nolan | West | 112 |  | 2007-07-01 | Wind | 180160 |  | SWEETW_WND4B | LCRA | SWEETWN4 | SWEETWATER WIND 4 | SWTWN4_WND4B | -- | -- | -- | -- | --
|  | SWEETWATER WIND 4-4A | SWEETWN4_WND4A | Nolan | West | 125 |  | 2007-07-01 | Wind | 180159 |  | SWEETW_WND4A | LCRA | SWEETWN4 | SWEETWATER WIND 4 | SWTWN4_WND4A | -- | -- | -- | -- | --
07INR0028 | Goat Wind | GOAT WIND | GOAT_GOATWIND | Sterling | West | 80 | 80 | 2008-03-05 | Wind | 181351 |  | GOA_GOATWIND | LCRA | GOAT | GOAT WIND | GOAT_R_A | -- | -- | -- | -- | --
07INR0028b | Goat Wind - phase 2 | GOAT WIND 2 | GOAT_GOATWIN2 | Sterling | West | 69.6 | 70 | 2009-04-01 | Wind | 181351 |  | GOA_GOATWIND | LCRA | GOAT | GOAT WIND | GOAT_R_A | -- | -- | -- | -- | --
07INR0029 | South Trent Wind Farm | SOUTH TRENT WIND | STWF_T1 | Nolan | West | 98.2 | 98 | 2008-11-01 | Wind | 180053 |  | STWF_T1 | ONCOR | STWF | STWF_T1 | STWF_KF | STWF_KL | -- | -- | -- | --
07INR0030 | Louis Wind (Buffalo Gap 3) | BUFFALO GAP WIND 3 | BUFF_GAP_UNIT3 | Taylor | West | 170.2 | 150 | 2008-04-15 | Wind | 180453 |  | BUFF_G_UNIT3 | AEP | BUFF_GAP | BUFFALO GAP GENERATOR 1B | BUFF_GAP_AG1 | -- | -- | -- | -- | --
07INR0034 | Wolf Ridge Windfarm | WOLF RIDGE WIND | WHTTAIL_WR1 | Cooke | North | 112.5 | 113 | 2008-11-01 | Wind | 140281 |  | WHTTAIL_WR1 | BEPC | WHTTAIL | WHTTAIL_WR1 | WHTTAIL_KHH | -- | -- | -- | -- | --
07INR0037 | Bull Creek Wind Plant | BULL CREEK WIND U1 | BULLCRK_WND1 | Borden | West | 88 | 180 | 2008-11-01 | Wind | 131951 |  | BULLCRK_WND1 | ONCOR | BULLCRK | BULLCRK_WND1 | BULLCRK_K | BULLCRK_SST1 | -- | -- | -- | --
|  | BULL CREEK WIND U2 | BULLCRK_WND2 | Borden | West | 90 |  | 2008-11-01 | Wind | 131952 |  | BULLCRK_WND2 | ONCOR | BULLCRK | BULLCRK_WND2 | BULLCRK_KG | -- | -- | -- | -- | --
07INR0040 | Camp Springs Energy Center II | CAMP SPRINGS WIND 2 | CSEC_CSECG2 | Scurry | West | 120 | 120 | 2007-11-28 | Wind | 180652 |  | CSEC_CSECG2 | ONCOR | CSEC | CSEC_CSECG2 | 10_EBUS | 9_EBUS | CSEC_R_B | -- | -- | --
07INR0041 | Capricorn Ridge Wind Project 3 | CAPRICORN RIDGE WIND 3 | CAPRIDGE_CR3 | Sterling | West | 200.9 | 300 | 2007-08-01 | Wind | 180756 |  | CAPRIDGE_CR3 | LCRA | CAPRIDGE | CAPRICORN RIDGE | CAPRIDGE_R_C | -- | -- | -- | -- | --
07INR0041 | Capricorn Ridge Wind Project 2 | CAPRICORN RIDGE WIND 2 | CAPRIDGE_CR2 | Sterling | West | 149.5 | 140 | 2007-08-01 | Wind | 180753 |  | CAPRIDGE_CR2 | LCRA | CAPRIDGE | CAPRICORN RIDGE | CAPRIDGE_CR2 | -- | -- | -- | -- | --
07INR0045a | Airtricity Pyron Wind Farm | PYRON WIND 1 | PYR_PYRON1 | Nolan | West | 121.5 | 249 | 2008-11-01 | Wind | 180960 |  | PYR_PYRON1 | ONCOR | PYR | PYR_PYRON1 | PYR_K | PYR_UNIT1 | -- | -- | -- | --
|  | PYRON WIND 2 | PYR_PYRON2 | Nolan | West | 127.5 |  | 2008-11-01 | Wind | 181031 |  | PYR_PYRON2 | ONCOR | PYR | PYR_PYRON2 | EB_PRY_WSL | EB_PSE1 | EB_Z2 | PYRON2 | PYRON_2_EB | PYR_ESS_EB
07INR0045b | Airtricity Inadale | INADALE WIND 1 | INDL_INADALE1 | Nolan | West | 95 | 197 | 2008-11-01 | Wind | 180957 |  | IND_INADALE1 | ONCOR | INDL | IND_INADALE1 | EB_89E2 | EB_ESS | EB_INDL_WSL | INDL_G | INDL_K | --
|  | INADALE WIND 2 | INDL_INADALE2 | Nolan | West | 102 |  | 2008-11-01 | Wind | 181011 |  | IND_INADALE2 | ONCOR | INDL | IND_INADALE2 | EB_INADALE2 | INADALE | -- | -- | -- | --
07INR0045d | Airtricity Champion Wind Farm | CHAMPION WIND | CHAMPION_UNIT1 | Nolan | West | 126.5 | 120 | 2008-01-01 | Wind | 180951 |  | CHAMPI_UNIT1 | ONCOR | CHAMPION | CHAMPI_UNIT1 | EB_CHP_LOAD | TKWSW_R_A | -- | -- | -- | --
07INR0045e | Roscoe 1 | ROSCOE WIND | TKWSW1_ROSCOE | Nolan | West | 114 | 209 | 2008-01-01 | Wind | 180981 |  | TKWSW_ROSCOE | ONCOR | TKWSW1 | TKWSW_ROSCOE | EB_0300 | ROSCOE2A | TKWSW1_AG1 | -- | -- | --
|  | ROSCOE WIND 2A | TKWSW1_ROSCOE2A | Nolan | West | 95 |  | 2008-01-01 | Wind | 180954 |  | ROSCOE2A | ONCOR | TKWSW1 | ROSCOE2A | 2001_EB | EB_09 | -- | -- | -- | --
08INR0011 | Senate Wind Project | SENATE WIND | SENATEWD_UNIT1 | Jack | North | 150 | 150 | 2012-12-01 | Wind | 150801 |  | FG_SENATE_G1 | ONCOR | SENATEWD | FG_SENATE_G1 | SENATEWD_ST1 | SENATEWD_UN1 | -- | -- | -- | --
08INR0012a | Papalote Creek Wind Farm | PAPALOTE CREEK WIND | PAP1_PAP1 | San Patricio | Coastal | 179.9 | 180 | 2009-09-08 | Wind | 160391 |  | PAP1_PAP1 | AEP | PAP1 | PAPALOTE CREEK | EB_GBUS | GEN1PAP1 | -- | -- | -- | --
08INR0012b | Papalote Creek Phase 2 | PAPALOTE CREEK WIND II | COTTON_PAP2 | San Patricio | Coastal | 200.1 | 198 | 2010-06-15 | Wind | 160392 |  | COTTON_PAP2 | AEP | COTTON | COTTON | COTTON_EB1 | EB_G002 | -- | -- | -- | --
08INR0018 | Gunsight Mt W | GUNSIGHT MOUNTAIN WIND | GUNMTN_G1 | Howard | West | 119.9 | 120 | 2016-09-01 | Wind | 132382 |  | GUNMTN_G1 | ONCOR | GUNMTN | GUNMTN_G1 | EB_GUNMTN_G1 | EB_GUNMTN_L1 | -- | -- | -- | --
08INR0028 | McAdoo Energy Center | MCADOO WIND | MWEC_G1 | Dickens | Panhandle | 150 | 150 | 2008-07-01 | Wind | 140181 |  | MWEC_G1 | AEP | MWEC | MCADOO | MWEC_KL | MWEC_LD | -- | -- | -- | --
08INR0037 | Airtricity Panther Creek 2 | PANTHER CREEK WIND 2 | PC_SOUTH_PANTHER2 | Howard | West | 115.5 | 115 | 2008-11-01 | Wind | 131751 |  | PC__PANTHER2 | ONCOR | PC_SOUTH | PC__PANTHER2 | PANTHER2 | PC_SOUTH_K | -- | -- | -- | --
08INR0049 | Bobcat Bluff | BOBCAT BLUFF WIND | BCATWIND_WIND_1 | Archer | West | 162 | 163 | 2013-03-01 | Wind | 140401 |  | BCAT_WND1 | ONCOR | BCATWIND | BCATWIND_1 | BCATWIND_1 | EB_7_1 | -- | -- | -- | --
08INR0053 | Elbow Creek Wind Project | ELBOW CREEK WIND | ELB_ELBCREEK | Howard | West | 121.9 | 117.3 | 2008-11-01 | Wind | 131651 |  | ELB_ELBCREEK | ONCOR | ELB | ELB_ELBCREEK | ELB_K | -- | -- | -- | -- | --
08INR0062 | Trinity Hills | TRINITY HILLS WIND 1 | TRINITY_TH1_BUS1 | Archer | West | 103.4 | 225 | 2012-03-01 | Wind | 150751 |  | TRI_TH1_BUS1 | ONCOR | TRINITY | TRI_TH1_BUS1 | TH1_BUS1 | TH1_BUS1_L | TH1_BUS1_U | -- | -- | --
|  | TRINITY HILLS WIND 2 | TRINITY_TH1_BUS2 | Archer | West | 94.6 |  | 2012-03-01 | Wind | 150752 |  | TRI_TH1_BUS2 | ONCOR | TRINITY | TRI_TH1_BUS2 | TH1_BUS2 | TH1_BUS2_L | TH1_BUS2_U | -- | -- | --
08INR0063 | Capricorn Ridge IV | CAPRICORN RIDGE WIND 4 | CAPRIDG4_CR4 | Coke | West | 121.5 | 112.5 | 2008-08-01 | Wind | 180758 |  | CAPRIDG4_CR4 | LCRA | CAPRIDG4 | CAPRICORN RIDGE 4 | BBPV | CAPRIDG4_AG1 | CAPRIDG4_BAT | CPRID4LD | -- | --
09INR0047 | Loraine Windpark | LORAINE WINDPARK I | LONEWOLF_G1 | Mitchell | West | 48 | 251 | 2009-10-19 | Wind | 181151 |  | LONEWOLF_G1 | ONCOR | LONEWOLF | LONEWOLF_G1 | EB_FD1 | EB_G1_LNWLF | EB_G3_LNWLF | GEN1 | -- | --
|  | LORAINE WINDPARK II | LONEWOLF_G2 | Mitchell | West | 51 |  | 2009-10-19 | Wind | 181152 |  | LONEWOLF_G2 | ONCOR | LONEWOLF | LONEWOLF_G2 | EB_G2_LNWLF | EB_G4_LNWLF | EB_T2_L | GEN2 | -- | --
|  | LORAINE WINDPARK III | LONEWOLF_G3 | Mitchell | West | 25.5 |  | 2009-10-19 | Wind | 181151 |  | LONEWOLF_G1 | ONCOR | LONEWOLF | LONEWOLF_G1 | EB_FD1 | EB_G1_LNWLF | EB_G3_LNWLF | GEN1 | -- | --
|  | LORAINE WINDPARK IV | LONEWOLF_G4 | Mitchell | West | 24 |  | 2009-10-19 | Wind | 181152 |  | LONEWOLF_G2 | ONCOR | LONEWOLF | LONEWOLF_G2 | EB_G2_LNWLF | EB_G4_LNWLF | EB_T2_L | GEN2 | -- | --
09INR0051 | Mesquite Creek W | MESQUITE CREEK WIND 1 | MESQCRK_WND1 | Dawson | West | 105.6 | 211 | 2015-04-01 | Wind | 181551 |  | MESQCRK_WND1 | WETT | MESQCRK | MESQUITE CREEK WIND 1 | MESQCRK_BUS1 | WND1 | -- | -- | -- | --
|  | MESQUITE CREEK WIND 2 | MESQCRK_WND2 | Dawson | West | 105.6 |  | 2015-04-01 | Wind | 181552 |  | MESQCRK_WND2 | WETT | MESQCRK | MESQUITE CREEK WIND 2 | MESQCRK_BUS2 | WND2 | -- | -- | -- | --
09INR0061 | WKN MOZART WIND FARM PHASE I | WKN MOZART WIND | MOZART_WIND_1 | Kent | West | 30 | 30 | 2012-12-01 | Wind | 140331 |  | MOZART_WIND1 | AEP | MOZART | MOZART | 0100_LD1 | EB_WIND_1 | -- | -- | -- | --
09INR0082 | Cedro Hill Wind | CEDRO HILL WIND 1 | CEDROHIL_CHW1 | Webb | South | 75 | 150 | 2010-09-01 | Wind | 160591 |  | CEDROHI_CHW1 | AEP | CEDROHIL | CEDRO HILL C1 | EB_CHW1 | -- | -- | -- | -- | --
|  | CEDRO HILL WIND 2 | CEDROHIL_CHW2 | Webb | South | 75 |  | 2010-09-01 | Wind | 160593 |  | CEDROHI_CHW2 | AEP | CEDROHIL | CEDRO HILL C2 | EB_CHW2 | -- | -- | -- | -- | --
10INR0026 | Langford Wind Power | LANGFORD WIND POWER | LGD_LANGFORD | Tom Green | West | 160 | 150 | 2009-10-27 | Wind | 181251 |  | LGD_LANGFORD | AEP | LGD | LANGFORD | GENLANGFO | -- | -- | -- | -- | --
10INR0060 | Redfish Wind Project | MAGIC VALLEY WIND (REDFISH) 1A | REDFISH_MV1A | Willacy | Coastal | 99.8 | 206 | 2012-09-30 | Wind | 160691 |  | REDFISH_G1 | AEP | REDFISH | REDFISH C1 | EB_MV1A | MV1A_EB | -- | -- | -- | --
|  | MAGIC VALLEY WIND (REDFISH) 1B | REDFISH_MV1B | Willacy | Coastal | 103.5 |  | 2012-09-30 | Wind | 160693 |  | REDFISH_G2 | AEP | REDFISH | REDFISH C2 | EB_4 | MV2A_EB | -- | -- | -- | --
10INR0082 | FRV AE Solar | WEBBERVILLE SOLAR | WEBBER_S_WSP1 | Travis | South | 26.7 | 30 | 2011-12-15 | Solar | 170341 |  | WEBBER__WSP1 | AEN | WEBBER_S | WEBBER__WSP1 | 17034_EB_1 | WEBBER__WSP1 | -- | -- | -- | --
11INR0013 | Goldthwaite Wind Energy | GOLDTHWAITE WIND 1 | GWEC_GWEC_G1 | Mills | North | 148.6 | 149 | 2014-06-01 | Wind | 150962 |  | GWEC_G1 | LCRA | GWEC | GOLDTHWAITE ENERGY CENTER | GWEC_06 | GWEC_G1 | GWEC_SS | -- | -- | --
11INR0015 | Panther Creek 3 | PANTHER CREEK WIND 3 A | PC_SOUTH_PANTH31 | Howard | West | 106.9 | 200 | 2009-08-03 | Wind | 131752 |  | PC__PANTHER3 | ONCOR | PC_SOUTH | PC__PANTHER3 | EB_PC3 | PC_SOUTH_KC | -- | -- | -- | --
|  | PANTHER CREEK WIND 3 B | PC_SOUTH_PANTH32 | Howard | West | 108.5 |  | 2009-08-03 | Wind | 131759
11INR0033 | Los Vientos (LV1A) | LOS VIENTOS WIND I | LV1_LV1A | Willacy | Coastal | 200.1 | 200 | 2012-05-31 | Wind | 160741 |  | LV1_LV1A | AEP | LV1 | TREES C1 | LD_A | LV1A | -- | -- | -- | --
11INR0033 | Los Vientos (LV1B) | LOS VIENTOS WIND II | LV2_LV2 | Willacy | Coastal | 201.6 | 200 | 2012-12-31 | Wind | 160742 |  | LV1_LV1B | AEP | LV1 | THEPALM C1 | LD_B | LV1B | -- | -- | -- | --
11INR0054 | Midway Wind | MIDWAY WIND | MIDWIND_UNIT1 | San Patricio | Coastal | 162.8 | 162.9 | 2019-06-29 | Wind | 161501 |  | MIDWIND_UNI | AEP | MIDWIND | MIDWAY WIND | MIDWIND_UNI | - | - | - | - | -
11INR0057 | Cameron County Wind | CAMERON COUNTY WIND | CAMWIND_UNIT1 | Cameron | Coastal | 165 | 165 | 2016-01-01 | Wind | 160982 |  | CAMWIND_G1 | STEC | CAMWIND | CAMERON WIND GENERATOR | EBC1 | UNIT1C | -- | -- | -- | --
11INR0079a | Shannon Wind | SHANNON WIND | SHANNONW_UNIT_1 | Clay | West | 204.1 | 200 | 2015-12-01 | Wind | 141001 |  | SCLAY_UNIT1 | ONCOR | SHANNONW | SCLAY_UNIT1 | EB_CR | SHNW_UNIT_1 | -- | -- | -- | --
11INR0082a | FERMI | ROCK SPRINGS VAL VERDE WIND (FERMI) 1 | FERMI_WIND1 | Val Verde | West | 121.9 | 149 | 2017-10-26 | Wind | 181751 |  | FERMI_WIND1 | AEP | FERMI | VAL VERDE | FERMI_W1 | -- | -- | -- | -- | --
|  | ROCK SPRINGS VAL VERDE WIND (FERMI) 2 | FERMI_WIND2 | Val Verde | West | 27.4 |  | 2017-10-26 | Wind | 181752 |  | FERMI_WIND2 | AEP | FERMI | VAL VERDE | FERMI_W2 | -- | -- | -- | -- | --
11INR0091 | Whitetail Wind Energy Project | WHITETAIL WIND | EXGNWTL_WIND_1 | Webb | South | 92.3 | 92 | 2012-12-01 | Wind | 160832 |  | EXG_WIND_1 | AEP | EXGNWTL | WHITETAIL | EB_LD1 | WIND_1 | -- | -- | -- | --
12INR0034a | Stephens Ranch Wind Energy Phase 1 | STEPHENS RANCH WIND 1 | SRWE1_UNIT1 | Borden | West | 211.2 | 211 | 2014-12-01 | Wind | 132111 |  | SRWE1_UNIT1 | WETT | SRWE1 | STEPHEN'S RANCH UNIT 1 | SRWE1_MAIN | SRWE1_W1 | -- | -- | -- | --
12INR0034b | Stephens Ranch Wind B | STEPHENS RANCH WIND 2 | SRWE1_SRWE2 | Borden | West | 164.7 | 165 | 2015-05-01 | Wind | 132161 |  | SRWE1_SRWE2 | WETT | SRWE1 | STEPHEN'S RANCH UNIT 2 | SRWE2 | SRWE2_LOAD | -- | -- | -- | --
12INR0055 | Seymour Hills Wind | SEYMOUR HILLS WIND (S_HILLS WIND) | S_HILLS_UNIT1 | Baylor | West | 30.2 | 30.24 | 2019-07-31 | Wind | 142611 |  | S_HILLS_W1 | BEPC | S_HILLS | SEYMOUR HILLS W1 | S_HILLS_W1 | - | - | - | - | -
12INR0059 | Barilla Solar | FS BARILLA SOLAR-PECOS | HOVEY_UNIT1 | Pecos | West | 22 | 30 | 2015-01-01 | Solar | 181651 |  | HOVEY_UNIT1 | AEP | HOVEY | HOVEY GENERATOR BUS | EB_LOAD | UNIT | -- | -- | -- | --
12INR0060 | Wilson Ranch | WILSON RANCH (INFINITY LIVE OAK WIND) | WL_RANCH_UNIT1 | Schleicher | West | 199.5 | 201 | 2020-04-17 | Wind | 182201 |  | WL_RANCH_W1 | LCRA | WL_RANCH | LIVEOAK_UNIT | WILSON RANCH SUBSTATION | -- | -- | -- | -- | --
12INR0068 | Sendero Wind | SENDERO WIND ENERGY | EXGNSND_WIND_1 | Jim Hogg | South | 78 | 78 | 2015-12-01 | Wind | 161052 |  | EXGNSND_W1 | AEP | EXGNSND | SENDERO C1 | EB5 | SNDW1 | -- | -- | -- | --
12INR0070 | Green Pastures W | GREEN PASTURES WIND I | GPASTURE_WIND_I | Baylor | West | 150 | 300 | 2015-11-01 | Wind | 140951 |  | GPST_WIND_I | AEP | GPASTURE | GREEN PASTURES GENERATOR | E_B1 | WIND_I | -- | -- | -- | --
|  | VERTIGO WIND (FORMERLY GREEN PASTURES WIND 2) | VERTIGO_WIND_I | Baylor | West | 150 |  | 2015-11-01 | Wind | 140952 |  | GPST_WIND_II | AEP | VERTIGO | VERTIGO GENERATOR | E_B2 | WIND_II | -- | -- | -- | --
12INR0072 | Anacacho Windfarm | ANACACHO WIND | ANACACHO_ANA | Kinney | South | 99.8 | 100 | 2012-12-01 | Wind | 181451 |  | ANACACHO_ANA | LCRA | ANACACHO | ANACACHO WIND FARM | ANA | ANA_LOAD | -- | -- | -- | --
12INR0075 | Blue Summit Windfarm | BLUE SUMMIT WIND 1 A | BLSUMMIT_BLSMT1_5 | Wilbarger | West | 132.8 | 135.4 | 2013-12-22 | Wind | 140381 |  | BLSMT_1_5 | AEP | BLSUMMIT | BLUE SUMMIT GENERATOR #5 | BLSMT1_5 | EB_BATT | EB_ESL1 | EB_PARA | EB_WSLMP1 | --
|  | BLUE SUMMIT WIND 1 B | BLSUMMIT_BLSMT1_6 | Wilbarger | West | 6.9 |  | 2013-12-22 | Wind | 140381
13DGR0001 | Bryan Solar | ACACIA SOLAR | ACACIA_UNIT_1 | Presidio | West | 10 | 10 | 2013-06-13 | Solar | 170200 |  | ACA_UNIT1 | AEP | ACACIA | ACACIA GENERATOR | ACA_LD1 | UNIT_1 | -- | -- | -- | --
13INR0005a | Grandview Phase 1 (Conway Windfarm) | GRANDVIEW WIND 1 (CONWAY) GV1A | GRANDVW1_GV1A | Carson | Panhandle | 107.4 | 211 | 2014-12-01 | Wind | 140651 |  | GRANDVW1_1A | SHRY | GRANDVW1 | GRANDVW1_1A | GV1A | LDA | -- | -- | -- | --
|  | GRANDVIEW WIND 1 (CONWAY) GV1B | GRANDVW1_GV1B | Carson | Panhandle | 103.8 |  | 2014-12-01 | Wind | 140652 |  | GRANDVW1_1B | SHRY | GRANDVW1 | GRANDVW1_1B | GV1B | LDB | -- | -- | -- | --
13INR0005b | Colbeck's Corner W | DOUG COLBECK'S CORNER (CONWAY) A | GRANDVW1_COLA | Carson | Panhandle | 100.2 | 200 | 2016-12-01 | Wind | 140654 |  | GRANDV_COLA | SHRY | GRANDVW1 | COLBECKS CORNER 1 | CLDA | COLA | -- | -- | -- | --
|  | DOUG COLBECK'S CORNER (CONWAY) B | GRANDVW1_COLB | Carson | Panhandle | 100.2 |  | 2016-12-01 | Wind | 140655 |  | GRANDV_COLB | SHRY | GRANDVW1 | COLBECKS CORNER 2 | CLDB | COLB | -- | -- | -- | --
13INR0010b | Mariah Del Norte | MARIAH DEL NORTE 1 | MARIAH_NORTE1 | Parmer | Panhandle | 115.2 | 230 | 2017-02-01 | Wind | 141761 |  | MARIAH_W1 | SHRY | MARIAH | MARIAH DEL NORTE WIND | MARIA_0003 | NORTE1 | -- | -- | -- | --
|  | MARIAH DEL NORTE 2 | MARIAH_NORTE2 | Parmer | Panhandle | 115.2 |  | 2017-02-01 | Wind | 141762 |  | MARIAH_W2 | SHRY | MARIAH | MARIAH DEL NORTE WIND | MARIA_0010 | NORTE2 | -- | -- | -- | --
13INR0020a | Rattlesnake W 1 | RATTLESNAKE DEN WIND PHASE 1 G1 | RSNAKE_G1 | Glasscock | West | 104.6 | 211 | 2015-09-01 | Wind | 132211 |  | RSNAKE_G1 | WETT | RSNAKE | RATTLESNAKE UNIT 1 | RSEB1 | RSNAKE_G1 | -- | -- | -- | --
|  | RATTLESNAKE DEN WIND PHASE 1 G2 | RSNAKE_G2 | Glasscock | West | 102.7 |  | 2015-09-01 | Wind | 132212 |  | RSNAKE_G2 | WETT | RSNAKE | RATTLESNAKE UNIT 2 | RSEB2 | RSEB7 | RSEB8 | -- | -- | --
13INR0048 | Spinning Spur Wind Two | SPINNING SPUR WIND TWO | SSPURTWO_WIND_1 | Oldham | Panhandle | 161 | 161 | 2014-06-01 | Wind | 140441 |  | SSPUR2_WIND | SHRY | SSPURTWO | SPINNING SPUR WIND TWO | EB_0030_LOAD | SSPUR2W1 | -- | -- | -- | --
13INR0050 | Logans Gap Wind I | LOGANS GAP WIND I U1 | LGW_UNIT1 | Comanche | North | 106.3 | 211 | 2015-09-01 | Wind | 151031 |  | LGW_UNIT1 | ONCOR | LGW | LGW_UNIT1 | LGW_UNIT1 | -- | -- | -- | -- | --
|  | LOGANS GAP WIND I U2 | LGW_UNIT2 | Comanche | North | 103.8 |  | 2015-09-01 | Wind | 151032 |  | LGW_UNIT2 | ONCOR | LGW | LGW_UNIT2 | LGW_UNIT2 | -- | -- | -- | -- | --
13INR0052 | Los Vientos III | LOS VIENTOS III WIND | LV3_UNIT_1 | Starr | South | 200 | 200 | 2015-12-01 | Wind | 160881 |  | LV3_UNIT1 | AEP | LV3 | MIG HOWARD | LV3_EB1 | LV3_U1 | -- | -- | -- | --
13INR0055 | Javelina Wind | JAVELINA I WIND 18 | BORDAS_JAVEL18 | Webb | South | 19.7 | 250 | 2015-12-01 | Wind | 161102 |  | BRDS_JAVEL18 | AEP | BORDAS | JAVALINA GEN | EBLP | JAVEL18 | -- | -- | -- | --
|  | JAVELINA I WIND 20 | BORDAS_JAVEL20 | Webb | South | 230 |  | 2015-12-01 | Wind | 161103 |  | BRDS_JAVEL20 | AEP | BORDAS | JAVALINA CR | JAVEL20 | -- | -- | -- | -- | --
13INR0056 | FLUVANNA | FLUVANNA RENEWABLE 1 A | FLUVANNA_UNIT1 | Scurry | West | 79.8 | 155 | 2017-11-01 | Wind | 181951 |  | FLUVANNA_W1 | ONCOR | FLUVANNA | FLUVANNA_W1 | EB_UN1 | UN1 | -- | -- | -- | --
|  | FLUVANNA RENEWABLE 1 B | FLUVANNA_UNIT2 | Scurry | West | 75.6 |  | 2017-11-01 | Wind | 182001 |  | FLUVANNA_W2 | ONCOR | FLUVANNA | FLUVANNA_W2 | UN2 | UN2_EB | -- | -- | -- | --
13INR0057 | Windthorst 2 | WINDTHORST 2 WIND | WNDTHST2_UNIT1 | Archer | West | 67.6 | 65 | 2014-12-14 | Wind | 140701 |  | WNDTHST_G1 | BEPC | WNDTHST2 | WNDTHST_G1 | WNDTHST2_4 | WNDTHST2_U | -- | -- | -- | --
13INR0058 | OCI Alamo 1 | OCI ALAMO 1 SOLAR | OCI_ALM1_UNIT1 | Bexar | South | 39.2 | 50 | 2013-11-22 | Solar | 170381 |  | OCI_ALM1_G1 | CPS | OCI_ALM1 | OCI_ALAMO_LOWSIDE | ALMO_UN1 | OCIALM1_2001 | OCI_LD | OCI_UNIT2 | WSL_2 | --
13INR0059a | Hereford Wind | HEREFORD WIND G | HRFDWIND_WIND_G | Deaf Smith | Panhandle | 99.9 | 200 | 2015-04-01 | Wind | 140751 |  | HRFDWIND_G | SHRY | HRFDWIND | Hereford Wind | HRFDWG | WIND_G | -- | -- | -- | --
|  | HEREFORD WIND V | HRFDWIND_WIND_V | Deaf Smith | Panhandle | 100 |  | 2015-04-01 | Wind | 140752 |  | HRFDWIND_V | SHRY | HRFDWIND | Hereford Wind | HRFDWV | WIND_V | -- | -- | -- | --
13INR0059b | Jumbo Road Wind | JUMBO ROAD WIND 1 | HRFDWIND_JRDWIND1 | Deaf Smith | Panhandle | 146.2 | 300 | 2015-04-15 | Wind | 141051 |  | JRDWIND_1 | SHRY | HRFDWIND | JUMBO ROAD WIND | EB_JRDLD1 | JRDWIND2 | -- | -- | -- | --
|  | JUMBO ROAD WIND 2 | HRFDWIND_JRDWIND2 | Deaf Smith | Panhandle | 153.6 |  | 2015-04-01 | Wind | 141052 |  | JRDWIND_2 | SHRY | HRFDWIND | JUMBO ROAD WIND | EB_JRDLD2 | JRDWIND1 | -- | -- | -- | --
14INR0012a | Miami Wind 1 Project | MIAMI WIND G1 | MIAM1_G1 | Gray | Panhandle | 144.3 | 289 | 2014-12-01 | Wind | 140471 |  | MIAMI_G1 | CTT | MIAM1 | MIAMI_G1 | G1 | -- | -- | -- | -- | --
|  | MIAMI WIND G2 | MIAM1_G2 | Gray | Panhandle | 144.3 |  | 2014-12-01 | Wind | 140472 |  | MIAMI_G2 | CTT | MIAM1 | MIAMI_G2 | G2 | SS1_EB | -- | -- | -- | --
14INR0013 | San Roman Wind 1 | SAN ROMAN WIND | SANROMAN_WIND_1 | Cameron | Coastal | 95.2 | 94 | 2017-02-01 | Wind | 161602 |  | SANROMAN_W1 | AEP | SANROMAN | SAN ROMAN WF C1 | SR_LOAD1 | SR_WIND_1 | -- | -- | -- | --
14INR0023 | Longhorn North | LONGHORN WIND NORTH U1 | LHORN_N_UNIT1 | Floyd | Panhandle | 100 | 200 | 2015-09-01 | Wind | 140851 |  | LHORNN_UNIT1 | SHRY | LHORN_N | LONGHORN NORTH WIND | LHN_G01 | LHN_L01 | -- | -- | -- | --
|  | LONGHORN WIND NORTH U2 | LHORN_N_UNIT2 | Floyd | Panhandle | 100 |  | 2015-09-01 | Wind | 140852 |  | LHORNN_UNIT2 | SHRY | LHORN_N | LONGHORN NORTH WIND | LHN_G02 | LHN_L02 | -- | -- | -- | --
14INR0024 | OCI Alamo 4 | OCI ALAMO 4 SOLAR-BRACKETVILLE | ECLIPSE_UNIT1 | Kinney | South | 37.6 | 38 | 2014-08-01 | Solar | 181681 |  | ECLIPS_UNIT1 | AEP | ECLIPSE | ECLIPSE GENERATOR | ECLIP_UN | ECL_LD1 | -- | -- | -- | --
14INR0025a | South Plains I | SOUTH PLAINS WIND I | SPLAIN1_WIND1 | Floyd | Panhandle | 102 | 200 | 2015-11-01 | Wind | 141202 |  | SPLAIN1_G1 | SHRY | SPLAIN1 | SOUTH PLAINS I WIND | EB02 | WIND1 | -- | -- | -- | --
|  | SOUTH PLAINS WIND 2 | SPLAIN1_WIND2 | Floyd | Panhandle | 98 |  | 2015-11-01 | Wind | 141205 |  | SPLAIN1_G2 | SHRY | SPLAIN1 | SOUTH PLAINS I WIND | EB05 | WIND2 | -- | -- | -- | --
14INR0025b | South Plains II Phase a | SOUTH PLAINS WIND 2 U1 | SPLAIN2_WIND21 | Floyd | Panhandle | 148.5 | 148 | 2016-05-01 | Wind | 141401 |  | SPLAIN2_WND2 | SHRY | SPLAIN2 | SOUTH PLAINS II WIND | 4_EBUS | SP2_WIND2 | -- | -- | -- | --
14INR0025c | South Plains II Phase b | SOUTH PLAINS WIND 2 U2 | SPLAIN2_WIND22 | Floyd | Panhandle | 151.8 | 152 | 2016-05-01 | Wind | 141451 |  | SPLAIN2_WND1 | SHRY | SPLAIN2 | SOUTH PLAINS II WIND | 3_EB | SP2_WIND1 | -- | -- | -- | --
14INR0030a2 | Panhandle Wind | PANHANDLE WIND 1 U1 | PH1_UNIT1 | Carson | Panhandle | 109.2 | 218 | 2014-07-14 | Wind | 140501 |  | PH1_UNIT1 | CTT | PH1 | PH1_UNIT1 | EB_UNIT1 | PH1_0001 | -- | -- | -- | --
|  | PANHANDLE WIND 1 U2 | PH1_UNIT2 | Carson | Panhandle | 109.2 |  | 2014-07-14 | Wind | 140502 |  | PH1_UNIT2 | CTT | PH1 | PH1_UNIT2 | PH1_0006 | UNIT2 | -- | -- | -- | --
14INR0030b | Panhandle Wind 2 | PANHANDLE WIND 2 U1 | PH2_UNIT1 | Carson | Panhandle | 94.2 | 182 | 2014-11-01 | Wind | 140601 |  | PH2_UNIT1 | CTT | PH2 | PH2_UNIT1 | EB_B1 | PH2L1 | PH2U1 | -- | -- | --
|  | PANHANDLE WIND 2 U2 | PH2_UNIT2 | Carson | Panhandle | 96.6 |  | 2014-11-01 | Wind | 140602 |  | PH2_UNIT2 | CTT | PH2 | PH2_UNIT2 | EB_B4 | PH2L2 | PH2U2 | -- | -- | --
14INR0032a | Route 66 Wind | ROUTE 66 WIND | ROUTE_66_WIND1 | Carson | Panhandle | 150 | 150 | 2015-08-01 | Wind | 141151 |  | RT66_WIND1 | SHRY | ROUTE_66 | ROUTE 66 WIND | 1101 | 1102 | LEB | -- | -- | --
14INR0041a | BBREEZE | BRUENNING'S BREEZE A | BBREEZE_UNIT1 | Willacy | Coastal | 120 | 228 | 2017-12-01 | Wind | 161751 |  | BBREEZE_W1 | AEP | BBREEZE | BRUENNINGS BREEZE | EB08 | EB09 | UNT1 | -- | -- | --
|  | BRUENNING'S BREEZE B | BBREEZE_UNIT2 | Willacy | Coastal | 108 |  | 2017-12-01 | Wind | 161752 |  | BBREEZE_W2 | AEP | BBREEZE | BRUENNINGS BREEZE | UNT2 | -- | -- | -- | -- | --
14INR0047 | Wake Wind | WAKE WIND 1 | WAKEWE_G1 | Dickens | Panhandle | 114.9 | 257 | 2016-10-01 | Wind | 140901 |  | WAKE_UNIT1 | WETT | WAKEWE | Wake Wind Unit 1 | WAKEWEG1 | WAKEWE_G1 | -- | -- | -- | --
|  | WAKE WIND 2 | WAKEWE_G2 | Dickens | Panhandle | 142.3 |  | 2016-10-01 | Wind | 140902 |  | WAKE_UNIT2 | WETT | WAKEWE | WAKE WIND UNIT 2 | WAKEWEG2 | WAKEWE_G2 | -- | -- | -- | --
14INR0049_2 | Keechi Wind 138 kV Joplin | KEECHI WIND 138 KV JOPLIN | KEECHI_U1 | Jack | North | 110 | 102 | 2015-01-01 | Wind | 150981 |  | KEECHI_U1 | BEPC | KEECHI | KEECHI GEN | KEECHI_SST1 | KEECHI_U1 | -- | -- | -- | --
14INR0053 | Spinning Spur W 3 | SPINNING SPUR 3 [WIND 1] | SSPURTWO_SS3WIND1 | Oldham | Panhandle | 96 | 194 | 2015-10-01 | Wind | 140801 |  | SPURTRES_G1 | SHRY | SSPURTWO | SPINNING SPUR WIND THREE | LOAD1_EB | SS3_WIND1 | -- | -- | -- | --
|  | SPINNING SPUR 3 [WIND 2] | SSPURTWO_SS3WIND2 | Oldham | Panhandle | 98 |  | 2015-10-01 | Wind | 140802 |  | SPURTRES_G2 | SHRY | SSPURTWO | SPINNING SPUR WIND THREE | LOAD2_EB | SS3_WIND2 | -- | -- | -- | --
14INR0057 | BUCKTHRN (Buckthorn Wind) | BUCKTHORN WIND 1 A | BUCKTHRN_UNIT1 | Erath | North | 44.9 | 100 | 2017-11-17 | Wind | 151091 |  | BUCKTHRN_G1 | BEPC | BUCKTHRN | BUCKTHRN_G1 | BUCKTHRN_LD1 | BUCKTHRN_U1 | BUCKTHRN_U2 | -- | -- | --
|  | BUCKTHORN WIND 1 B | BUCKTHRN_UNIT2 | Erath | North | 55.7 |  | 2017-11-17 | Wind | 151091 |  | BUCKTHRN_G1 | BEPC | BUCKTHRN | BUCKTHRN_G1 | BUCKTHRN_LD1 | BUCKTHRN_U1 | BUCKTHRN_U2 | -- | -- | --
14INR0060 | Horse Creek Wind | HORSE CREEK WIND 1 | HORSECRK_UNIT1 | Haskell | West | 131.1 | 230 | 2017-01-01 | Wind | 141811 |  | HORSE_UNIT1 | AEP | HORSECRK | HORSE CREEK | HRSCRK9 | HRSCRK_1 | -- | -- | -- | --
|  | HORSE CREEK WIND 2 | HORSECRK_UNIT2 | Haskell | West | 98.9 |  | 2017-01-01 | Wind | 141812 |  | HORSE_UNIT2 | AEP | HORSECRK | HORSE CREEK | HRSCRK10 | HRSCRK_2 | -- | -- | -- | --
14INR0060b | SALVTION (Willow Springs Wind) | WILLOW SPRINGS WIND A | SALVTION_UNIT1 | Haskell | West | 125 | 230 | 2017-11-01 | Wind | 142061 |  | SALVTION_W1 | AEP | SALVTION | SALVATION | SALV_1 | SALV_U1 | -- | -- | -- | --
|  | WILLOW SPRINGS WIND B | SALVTION_UNIT2 | Haskell | West | 125 |  | 2017-11-01 | Wind | 142111 |  | SALVTION_W2 | AEP | SALVTION | SALVATION | SALV_2 | SALV_U2 | -- | -- | -- | --
14INR0062 | Salt Fork 1 Wind | SALT FORK 1 WIND 1 | SALTFORK_UNIT1 | Donley | Panhandle | 64 | 174 | 2017-07-01 | Wind | 141861 |  | SALT_UNIT1 | CTT | SALTFORK | SALTFORK1_UNIT1 | SFEB1 | SFEB4 | -- | -- | -- | --
|  | SALT FORK 1 WIND 2 | SALTFORK_UNIT2 | Donley | Panhandle | 110 |  | 2017-07-01 | Wind | 141862 |  | SALT_UNIT2 | CTT | SALTFORK | SALTFORK1_UNIT2 | SFEB2 | SFEB3 | -- | -- | -- | --
14INR0072 | Briscoe Wind | BRISCOE WIND | BRISCOE_WIND | Briscoe | Panhandle | 149.8 | 150 | 2015-11-01 | Wind | 141302 |  | BRISCOE_G1 | SHRY | BRISCOE | BRISCOE WIND | WIND | -- | -- | -- | -- | --
15INR0021 | Los Vientos V | LOS VIENTOS V WIND | LV5_UNIT_1 | Starr | South | 110 | 110 | 2016-09-01 | Wind | 161201 |  | LV5_UNIT_1 | AEP | LV5 | LKHOWARD | EBLL | LV5_UNIT_1 | -- | -- | -- | --
15INR0035 | Stella 1 Wind | STELLA WIND | STELLA_UNIT1 | Kenedy | Coastal | 201 | 201 | 2018-12-19 | Wind | 161951 |  | STELLA_W1 | AEP | STELLA | STELLA | STL_SHL2 | -- | -- | -- | -- | --
15INR0036 | Downie Ranch Solar | OCI ALAMO 5 (DOWNIE RANCH) | HELIOS_UNIT1 | Uvalde | South | 100 | 95 | 2015-12-01 | Solar | 181732 |  | HELIOS_G1 | STEC | HELIOS | HELIOS GENERATOR | HLEB1 | HLEB2 | -- | -- | -- | --
15INR0037 | Los Vientos IV | LOS VIENTOS IV WIND | LV4_UNIT_1 | Starr | South | 200 | 200 | 2016-12-01 | Wind | 161551 |  | LV4_UNIT1 | AEP | LV4 | JACKIE HOWARD | LV4_BUS1 | LV4_UNIT_1 | -- | -- | -- | --
15INR0045 | RIGGINS | RIGGINS (SE BUCKTHORN WESTEX SOLAR) | RIGGINS_UNIT1 | Pecos | West | 150 | 150 | 2018-06-01 | Solar | 132481 |  | RIGGINS_S1 | AEP | RIGGINS | RIGGINS | RIGGINS_0001 | RIGGIN_UN1 | -- | -- | -- | --
15INR0049 | Javelina 2 Wind | JAVELINA II WIND 1 | BORDAS2_JAVEL2_A | Webb | South | 96 | 200 | 2017-02-03 | Wind | 161106 |  | BRDS_JAVEL2A | AEP | BORDAS2 | ALBERCAS | JAVEL2_A | -- | -- | -- | -- | --
|  | JAVELINA II WIND 2 | BORDAS2_JAVEL2_B | Webb | South | 74 |  | 2017-02-03 | Wind | 161107 |  | BRDS_JAVEL2B | AEP | BORDAS2 | ALBERCAS | EBLD | JAVEL2_B | -- | -- | -- | --
|  | JAVELINA II WIND 3 | BORDAS2_JAVEL2_C | Webb | South | 30 |  | 2017-02-03 | Wind | 161108 |  | BRDS_JAVEL2C | AEP | BORDAS2 | ALBERCAS | JAVEL2_C | -- | -- | -- | -- | --
15INR0061 | LASSO (SolaireHolman) | SOLAIREHOLMAN 1 | LASSO_UNIT1 | Brewster | West | 50 | 50 | 2018-06-01 | Solar | 132831 |  | HOLMAN_UNIT1 | AEP | LASSO | SOLAIREHOLMAN SOLAR GENERATOR BUS | LASSO_LOAD | LASSO_UNIT1 | -- | -- | -- | --
15INR0064 | Niels Bohr (BearKat Wind A) | NIELS BOHR WIND A (BEARKAT WIND A) | NBOHR_UNIT1 | Glasscock | West | 196.6 | 197 | 2018-02-01 | Wind | 132991 |  | BEARKAT_W1 | WETT | NBOHR | NIELS BOHR WIND UNIT 1 | NBOHR_LOAD1 | NBOHR_UNIT1 | -- | -- | -- | --
15INR0070_1 | West Texas Solar | OCI ALAMO 6 (SIRIUS/WEST TEXAS) | SIRIUS_UNIT1 | Pecos | West | 110.2 | 110 | 2017-03-01 | Solar | 132431 |  | SIRIUS_UNIT1 | LCRA | SIRIUS | OCI SOLAR TRE | SI_UNIT1 | S_LOAD1_EB | -- | -- | -- | --
15INR0070_1b | SIRIUS_UNIT2 | BHE SOLAR PEARL PROJECT (SIRIUS 2) | SIRIUS_UNIT2 | Pecos | West | 49.1 | 50 | 2017-10-03 | Solar | 132436 |  | SIRIUS_UNIT2 | LCRA | SIRIUS | OCI SOLAR TRE | EB_UN2 | SI_UNIT2 | -- | -- | -- | --
15INR0074 | Falvez Astra W | FALVEZ ASTRA WIND | ASTRA_UNIT1 | Randall | Panhandle | 163.2 | 163 | 2017-05-24 | Wind | 141711 |  | HWFWF_W1 | SHRY | ASTRA | HAPPY WHITE FACE WIND | ASTRA_LOAD1 | ASTRA_UNIT1 | EB_LR | -- | -- | --
15INR0082 | Flat Top Wind I | FLAT TOP WIND I | FTWIND_UNIT_1 | Mills | North | 200 | 200 | 2018-10-01 | Wind | 151142 |  | FLAT_TOP_5 | ONCOR | FTWIND | FLAT_TOP_5 | FT_LOAD1_EB | UNIT_1_EB | -- | -- | -- | --
15INR0085 | Tyler Bluff Wind | TYLER BLUFF WIND | TYLRWIND_UNIT1 | Cooke | North | 125.6 | 126 | 2017-04-13 | Wind | 142011 |  | TYLRWD_UNIT1 | BEPC | TYLRWIND | TYLRWD_UNIT1 | EBTY2 | EBTY3 | EBTY4 | -- | -- | --
16INR0023 | LMESASLR (BNB Lamesa S 1) | BNB LAMESA SOLAR (PHASE I) | LMESASLR_UNIT1 | Dawson | West | 101.6 | 102 | 2018-02-01 | Solar | 132881 |  | LMESASLR_G1 | ONCOR | LMESASLR | LMESASLR_G1 | LMEB1 | LMEB2 | UNIT1EB | -- | -- | --
16INR0023b | Lamesa Solar B (Phase II) IVORY | BNB LAMESA SOLAR (PHASE II) | LMESASLR_IVORY | Dawson | West | 50 | 50 | 2018-12-19 | Solar | 132882 |  | LMESASLR_S2 | ONCOR | LMESASLR | LMESASLR_CAP | IVORY | LMESASLR2 | -- | -- | -- | --
16INR0024 | Hidalgo & Starr Wind | HIDALGO & STARR WIND 11 | MIRASOLE_MIR11 | Hidalgo | South | 52 | 250 | 2016-12-01 | Wind | 161701 |  | MIRASOLE_W1 | AEP | MIRASOLE | LOS MIRASOLES | EB_111 | LOAD1A | MIR11 | MIR12 | -- | --
|  | HIDALGO & STARR WIND 12 | MIRASOLE_MIR12 | Hidalgo | South | 98 |  | 2016-12-01 | Wind | 161701 |  | MIRASOLE_W1 | AEP | MIRASOLE | LOS MIRASOLES | EB_111 | LOAD1A | MIR11 | MIR12 | -- | --
|  | HIDALGO & STARR WIND 21 | MIRASOLE_MIR21 | Hidalgo | South | 100 |  | 2016-12-01 | Wind | 161702 |  | MIRASOLE_W3 | AEP | MIRASOLE | LOS MIRASOLES | EB_211 | LOAD2 | MIR21 | -- | -- | --
16INR0037 | Cotton Plains Wind | COTTON PLAINS WIND | COTPLNS_COTTONPL | Floyd | Panhandle | 50.4 | 50 | 2017-04-20 | Wind | 141501 |  | COTWIND_W1 | SHRY | COTPLNS | COTTON PLAINS WIND | COTPLNS_06 | COTPLNS_W1 | COTPLNS_W2 | -- | -- | --
16INR0037b | Old Settler Wind | OLD SETTLER WIND | COTPLNS_OLDSETLR | Floyd | Panhandle | 151.2 | 150 | 2017-04-20 | Wind | 141502 |  | COTWIND_W1 | SHRY | COTPLNS | COTTON PLAINS WIND | COTPLNS_06 | COTPLNS_W1 | COTPLNS_W2 | -- | -- | --
16INR0048 | RE Roserock Solar | RE ROSEROCK SOLAR 1 | REROCK_UNIT1 | Pecos | West | 78.8 | 160 | 2016-10-01 | Solar | 132332 |  | REROCK_UNIT1 | AEP | REROCK | ROSEROCK | 1_RELD1 | EB_1_RE | UNIT1_EB | -- | -- | --
|  | RE ROSEROCK SOLAR 2 | REROCK_UNIT2 | Pecos | West | 78.8 |  | 2016-10-01 | Solar | 132333 |  | REROCK_UNIT2 | AEP | REROCK | ROSEROCK | EB_7_RE | EB_LD2 | UNIT2_EB | -- | -- | --
16INR0052 | Solara Solar | OCI ALAMO 7 (PAINT CREEK) | SOLARA_UNIT1 | Haskell | West | 112 | 106.4 | 2016-09-23 | Solar | 141662 |  | SOLARA_UNIT1 | AEP | SOLARA | SOLARA | S1_EB | SL_LD_EB | -- | -- | -- | --
16INR0055 | SANTACRU | CHAPMAN RANCH WIND IA (SANTA CRUZ) | SANTACRU_UNIT1 | Nueces | Coastal | 150.6 | 250 | 2017-10-27 | Wind | 161451 |  | CHAWND_UNIT1 | AEP | SANTACRU | SANTA CRUZ | SANTACRU_LD1 | SANTACRU_U1 | -- | -- | -- | --
|  | CHAPMAN RANCH WIND IB (SANTA CRUZ) | SANTACRU_UNIT2 | Nueces | Coastal | 98.4 |  | 2017-10-27 | Wind | 161452 |  | CHAWND_UNIT2 | AEP | SANTACRU | SANTA CRUZ | SANTACRU_LD2 | SANTACRU_U2 | -- | -- | -- | --
16INR0062a | Electra Wind | ELECTRA WIND 1 | DIGBY_UNIT1 | Wilbarger | West | 98.9 | 230 | 2017-01-01 | Wind | 141353 |  | ELECTRA_1 | AEP | DIGBY | ELECTRA W1 | EEB01 | EWU1 | -- | -- | -- | --
|  | ELECTRA WIND 2 | DIGBY_UNIT2 | Wilbarger | West | 131.1 |  | 2017-01-01 | Wind | 141354 |  | ELECTRA_2 | AEP | DIGBY | ELECTRA W2 | EEB02 | EWU2 | -- | -- | -- | --
16INR0065 | CASL_GAP (Castle Gap Solar) | CASTLE GAP SOLAR | CASL_GAP_UNIT1 | Upton | West | 180 | 180 | 2018-06-01 | Solar | 132781 |  | CASLGP_UNIT1 | LCRA | CASL_GAP | CASTLE GAP SOLAR | CASLGP_0004 | CASLGP_UN1 | -- | -- | -- | --
16INR0065B | SPTX12B (CED Upton Solar) | SP-TX-12-PHASE B | SPTX12B_UNIT1 | Upton | West | 157.5 | 158 | 2017-08-01 | Solar | 132941 |  | SPTX12B_W1 | LCRA | SPTX12B | CED UPTON COUNTY SOLAR | SPTX12B_L1 | SPTX12B_U1 | -- | -- | -- | --
16INR0073 | East Pecos Solar | FS EAST PECOS SOLAR | BOOTLEG_UNIT1 | Pecos | West | 121.1 | 120 | 2017-04-07 | Solar | 132731 |  | BOOTLE_UNIT1 | AEP | BOOTLEG | BOOTLE_UNIT1 | BTLG_1 | EB_LINE_2 | -- | -- | -- | --
16INR0087 | RTS 1 Wind | RTS WIND | RTS_U1 | McCulloch | South | 160 | 160 | 2018-08-22 | Wind | 182052 |  | RTS_34 | LCRA | RTS | RTS WIND POWER | RTS_CN8 | -- | -- | -- | -- | --
16INR0091 | HICKMAN (Santa Rita Wind) | HICKMAN (SANTA RITA WIND) 1 | HICKMAN_G1 | Reagan/Iron | West | 152.5 | 300 | 2018-05-01 | Wind | 132631 |  | SANTRITA_G1 | LCRA | HICKMAN | SANT RITA WIND ENERGY | EB1_LOAD1 | G_1 | -- | -- | -- | --
|  | HICKMAN (SANTA RITA WIND) 2 | HICKMAN_G2 | Reagan/Iron | West | 147.5 |  | 2018-05-01 | Wind | 132681 |  | SANTRITA_G2 | LCRA | HICKMAN | SANT RITA WIND ENERGY | G_2 | LOAD2_EBUS | -- | -- | -- | --
16INR0115 | Waymark Solar | WAYMARK SOLAR | WAYMARK_UNIT1 | Upton | West | 182 | 182 | 2018-12-20 | Solar | 133841 |  | WAYMARK_W1 | AEP | WAYMARK | WAYMARK | WAYMARKEPS1 | WAYMARKTL | -- | -- | -- | --
17INR0027 | Dermott Wind 1 | DERMOTT WIND 1_1 | DERMOTT_UNIT1 | Scurry | West | 126.5 | 250 | 2017-07-01 | Wind | 181851 |  | DERMOTT_W1 | ONCOR | DERMOTT | DERMOTT_W1 | DERMOTT_LD1 | DERMOTT_W1 | -- | -- | -- | --
|  | DERMOTT WIND 1_2 | DERMOTT_UNIT2 | Scurry | West | 126.5 |  | 2017-07-01 | Wind | 181901 |  | DERMOTT_W2 | ONCOR | DERMOTT | DERMOTT_W2 | DERMOTT_LD2 | DERMOTT_W2 | -- | -- | -- | --
18INR0025 | Tahoka Wind | TAHOKA WIND 1 | TAHOKA_UNIT_1 | Lynn | West | 150 | 300 | 2019-03-01 | Wind | 133642 |  | TAHOKAW_W1 | SHRY | TAHOKA | TAHOKA WIND 1 | TAHOKAW1 | -- | -- | -- | -- | --
|  | TAHOKA WIND 2 | TAHOKA_UNIT_2 | Lynn | West | 150 |  | 2019-03-01 | Wind | 133645 |  | TAHOKAW_W2 | SHRY | TAHOKA | TAHOKA WIND 1 | TAHOKAW2 | -- | -- | -- | -- | --
NA | Big Spring Windpower Facility E | TEXAS BIG SPRING WIND a | SGMTN_SIGNALMT | Howard | West | 27.7 | 40 | 1999-05-27 | Wind | 130121 |  | SGM_SIGNALMT | ONCOR | SGMTN | SGM_SIGNALMT | SGM_LOAD1 | SGM_SIGNALM2 | SGM_SIGNALMT | -- | -- | --
|  | TEXAS BIG SPRING WIND b | SGMTN_SIGNALM2 | Howard | West | 6.6 |  | 1999-05-27 | Wind | 130121 |  | SGM_SIGNALMT | ONCOR | SGMTN | SGM_SIGNALMT | SGM_LOAD1 | SGM_SIGNALM2 | SGM_SIGNALMT | -- | -- | --
16INR0062b | Lockett Wind | LOCKETT WIND FARM | LOCKETT_UNIT1 | Wilbarger | West | 183.7 | 184 | 2019-09-19 | Wind | 142961 |  | LOCKETT_5 | AEP | LOCKETT | ELECTRA W4 | LOCKETT WIND | -- | -- | -- | -- | --
16INR0019 | BlueBell Solar | BLUEBELL SOLAR (CAPRICORN RIDGE SOLAR) | CAPRIDG4_BB_PV | Sterling | West | 30 | 30 | 2019-12-31 | Solar | 180758 |  | CAPRIDG4_CR4 | LCRA | CAPRIDG4 | CAPRICORN RIDGE 4 | CAPRICORN RIDGE 4 | -- | -- | -- | -- | --
14INR0045 | Torrecillas Wind | TORRECILLAS WIND 1 | TORR_UNIT1_25 | Webb | South | 150 | 300.5 | 2019-11-17 | Wind | 161251 |  | TORCILAS_W1 | AEP | TORR | PLANCK | TORRECILLAS | -- | -- | -- | -- | --
|  | TORRECILLAS WIND 2 | TORR_UNIT2_23 | Webb | South | 23 |  | 2019-11-17 | Wind | 161254 |  | TORCILAS_W2 | AEP | TORR | PLANCK | TORRECILLAS | -- | -- | -- | -- | --
|  | TORRECILLAS WIND 3 | TORR_UNIT2_25 | Webb | South | 127.5 |  | 2019-11-17 | Wind | 161252 |  | TORCILAS_W3 | AEP | TORR | PLANCK | TORRECILLAS | -- | -- | -- | -- | --
19INR0029 | Phoebe Solar | PHOEBE SOLAR 1 | PHOEBE_UNIT1 | Winkler | West | 125.1 | 252.99 | 2019-10-30 | Solar | 182303 |  | PHOEBE_3 | ONCOR | PHOEBE | PHEOBE_C2 | PHOEBE SOLAR | -- | -- | -- | -- | --
|  | PHOEBE SOLAR 2 | PHOEBE_UNIT2 | Winkler | West | 128.1 |  | 2019-10-30 | Solar | 182305 |  | PHOEBE_5 | ONCOR | PHOEBE | PHEOBE_8 | PHOEBE SOLAR | -- | -- | -- | -- | --
13INR0026 | Canadian Breaks Wind | CANADIAN BREAKS WIND | CN_BRKS_UNIT_1 | Oldham | Panhandle | 210.1 | 210 | 2019-12-17 | Wind | 142661 |  | CBREAKS_W1 | SHRY | CN_BRKS | CANADIAN BREAKS WIND | CANADIAN BREAKS | -- | -- | -- | -- | --
14INR0044 | West of Pecos Solar | WEST OF PECOS SOLAR | W_PECOS_UNIT1 | Reeves | West | 100 | 100 | 2019-12-20 | Solar | 133341 |  | W_PECOS_S1 | ONCOR | W_PECOS | W_PECOS_S1 | WEST OF THE PECOS SOLAR FARM | -- | -- | -- | -- | --
17INR0005 | Cabezon Wind | CABEZON WIND (RIO BRAVO I WIND) 1 A | CABEZON_WIND1 | Starr | South | 115.2 | 237.6 | 2019-12-04 | Wind | 161851 |  | CABEZON_W1 | AEP | CABEZON | CABEZON | CABEZON | -- | -- | -- | -- | --
|  | CABEZON WIND (RIO BRAVO I WIND) 1 B | CABEZON_WIND2 | Starr | South | 122.4 |  | 2019-12-04 | Wind | 161852 |  | CABEZON_W2 | AEP | CABEZON | CABEZON COLLECTOR | CABEZON | -- | -- | -- | -- | --
18INR0014 | Karankawa Wind | KARANKAWA WIND 1A | KARAKAW1_UNIT1 | San Patricio | Coastal | 103.3 | 206.64 | 2019-12-30 | Wind | 162001 |  | KNKWA1_W1 | AEP | KARAKAW1 | KARANKAWA I | KARANKAWA1 WIND FARM | -- | -- | -- | -- | --
|  | KARANKAWA WIND 1B | KARAKAW1_UNIT2 | San Patricio | Coastal | 103.3 |  | 2019-12-30 | Wind | 162002 |  | KNKWA1_W2 | AEP | KARAKAW1 | KARANKAWA I | KARANKAWA1 WIND FARM | -- | -- | -- | -- | --
18INR0018 | Peyton Creek Wind | PEYTON CREEK WIND | PEY_UNIT1 | Matagorda | Coastal | 151.2 | 151.2 | 2020-06-04 | Wind | 111381 |  | PEY_CRK_W1 | CNP | PEY | PEYTON CREEK | PEY_CRK_W1 | -- | -- | -- | -- | --
18INR0039 | Fowler Ranch | FOWLER RANCH | FWLR_SLR_UNIT1 | Crane | West | 150 | 152.5 | 2020-08-07 | Solar | 134751 |  | FOWLR_S1 | LCRA | FWLR_SLR | FOWLER RANCH SOLAR | FOWLER RANCH SOLAR | -- | -- | -- | -- | --
18INR0067 | Gopher Creek Wind | GOPHER CREEK WIND 1 | GOPHER_UNIT1 | Borden | West | 82 | 158 | 2020-03-09 | Wind | 133791 |  | GOPHER_W1 | ONCOR | GOPHER | GOPHER_5 | GOPHER CREEK WIND FARM | -- | -- | -- | -- | --
|  | GOPHER CREEK WIND 2 | GOPHER_UNIT2 | Borden | West | 76 |  | 2020-03-09 | Wind | 133792 |  | GOPHER_W2 | ONCOR | GOPHER | GOPHER_W2 | GOPHER CREEK WIND FARM | -- | -- | -- | -- | --
18INR0070 | Blue Summit II | BLUE SUMMIT WIND 2 A | BLSUMMIT_UNIT2_25 | Wilbarger | West | 92.5 | 99.4 | 2020-04-06 | Wind | 142511 |  | BLSMT_2_25 | AEP | BLSUMMIT | BLUE SUMMIT | BLUE SUMMIT | -- | -- | -- | -- | --
|  | BLUE SUMMIT WIND 2 B | BLSUMMIT_UNIT2_17 | Wilbarger | West | 6.9 |  | 2020-04-06 | Wind | 142512 |  | BLSMT_2_17 | AEP | BLSUMMIT | BLUE SUMMIT | BLUE SUMMIT | -- | -- | -- | -- | --
19INR0009 | Holstein Solar | HOLSTEIN SOLAR | HOLSTEIN_SOLAR1 | Nolan | West | 102.2 | 204.47 | 2020-05-28 | Solar | 182251 |  | HOLSTN_S1 | ONCOR | HOLSTEIN | LONEWOLF_5 | HOLSTEIN SOLAR FARM | -- | -- | -- | -- | --
|  |  | HOLSTEIN_SOLAR2 | Nolan | West | 102.3 |  | 2020-05-28 | Solar | 182252 |  | HOLSTN_S2 | ONCOR | HOLSTEIN | HOLSTN_S2 | HOLSTEIN SOLAR FARM | -- | -- | -- | -- | --
19INR0019 | Foard City Wind | FOARD CITY WIND 1 A | FOARDCTY_UNIT1 | Foard | West | 186.5 | 350 | 2019-12-05 | Wind | 142561 |  | FOARDCITY_W1 | AEP | FOARDCTY | FOARD CITY | FOARD CITY WIND LLC | -- | -- | -- | -- | --
|  | FOARD CITY WIND 1 B | FOARDCTY_UNIT2 | Foard | West | 163.8 |  | 2019-12-05 | Wind | 142562 |  | FOARDCITY_W2 | AEP | FOARDCTY | FOARD CITY | FOARD CITY WIND LLC | -- | -- | -- | -- | --
19INR0074 | Karankawa 2 Wind | KARANKAWA WIND 2 | KARAKAW2_UNIT3 | San Patricio | Coastal | 100.4 | 101 | 2019-12-30 | Wind | 162051 |  | KNKWA1_C2 | AEP | KARAKAW1 | KARANKAWA I | KARANKAWA1 WIND FARM | -- | -- | -- | -- | --
19INR0083 | Oberon Solar | - | OBERON_UNIT_1 | Ector | West | 180 | 180 | 2020-07-13 | Solar | 134091 |  | OBERON_S1 | ONCOR | OBERON | OBERON_S1 | OBERON SOLAR | -- | -- | -- | -- | --
19INR0092 | Prospero Solar | PROSPERO SOLAR | PROSPERO_UNIT1 | Andrews | West | 153.6 | 300 | 2020-06-30 | Solar | 134801 |  | PROSPERO_S1 | ONCOR | - | PROSPERO_S1 |  | -- | -- | -- | -- | --
|  |  | PROSPERO_UNIT2 | Andrews | West | 150 |  | 2020-06-30 | Solar | 134802 |  | PROSPERO_S2 | ONCOR | - | PROSPERO_S2 |  | -- | -- | -- | -- | --
19INR0102 | Queen Solar Phase I | QUEEN SOLAR PHASE I | QUEEN_SL_SOLAR1 | Upton | West | 102.5 | 200 | 2020-05-04 | Solar | 134591 |  | QUEEN_S1 | GRLND | QUEEN_SL | QUEEN SOLAR | QUEEN SOLAR S1 | -- | -- | -- | -- | --
|  |  | QUEEN_SL_SOLAR2 | Upton | West | 102.5 |  | 2020-05-04 | Solar | 134592 |  | QUEEN_S2 | GRLND | QUEEN_SL | QUEEN SOLAR | QUEEN SOLAR S2 | -- | -- | -- | -- | --
19INR0182 | Blue Summit Wind III | BLUE SUMMIT WIND 3 | BLSUMIT3_UNIT_25 | Wilbarger | West | 182.4 | 200 | 2020-05-19 | Wind | 142912 |  | BLSMTIII_W1 | AEP | BLSUMIT3 | BLUE SUMMIT III | BLUE SUMMIT 3 | -- | -- | -- | -- | --
|  |  | BLSUMIT3_UNIT_17 | Wilbarger | West | 13.4 |  | 2020-05-19 | Wind | 142911 |  | BLSMTIII_W2 | AEP | BLSUMIT3 | BLUE SUMMIT III | BLUE SUMMIT 3 | -- | -- | -- | -- | --
19INR0185 | Lapetus Solar | LAPETUS SOLAR | LAPETUS_UNIT_1 | Andrews | West | 100.7 | 100 | 2020-06-24 | Solar | 134441 |  | LAPETUS_S1 | ONCOR | LAPETUS | LAPETUS2_8 | LAPETUS_S1 | -- | -- | -- | -- | --
19INR0201 | Panther1 Repower |  |  | Howard | West | 0 | 0 | 2019-12-20 | Wind | - | Already modeled with other existing units | PC__PANTHER1 | ONCOR | PC_NORTH | PC__PANTHER1 | PC_NORTH_KP | PC_NORTH_KZ | -- | -- | -- | --
19INR0202 | Panther2 Repower |  |  | Howard | West | 0 | 0 | 2019-12-20 | Wind | - | Already modeled with other existing units | PC__PANTHER2 | ONCOR | PC_SOUTH | PC__PANTHER2 | PANTHER2 | PC_SOUTH_K | -- | -- | -- | --
20INR0011 | Ranchero Wind | RANCHERO WIND | RANCHERO_UNIT1 | Crockett | West | 150 | 300 | 2020-05-04 | Wind | 133992 |  | RANCHERO_W1 | LCRA | RANCHERO | RANCHERO WIND 1 | RANCHERO WIND FARM | -- | -- | -- | -- | --
|  |  | RANCHERO_UNIT2 | Crockett | West | 150 |  | 2020-05-04 | Wind | 133995 |  | RANCHERO_C2 | LCRA | RANCHERO | RANCHERO WIND 2 | RANCHERO WIND FARM | -- | -- | -- | -- | --
20INR0298 | Queen Solar Phase II | QUEEN SOLAR PHASE II | QUEEN_SL_SOLAR3 | Upton | West | 97.5 | 200 | 2020-08-21 | Solar | 134593 |  | QUEEN_S3 | GRLND | QUEEN_SL | QUEEN SOLAR S3 | QUEEN SOLAR | -- | -- | -- | -- | --
|  |  | QUEEN_SL_SOLAR4 | Upton | West | 107.5 |  | 2020-08-21 | Solar | 134594 |  | QUEEN_S4 | GRLND | QUEEN_SL | QUEEN SOLAR S4 | QUEEN SOLAR | -- | -- | -- | -- | --
19INR0114 | Rambler Solar | RAMBLER SOLAR | RAMBLER_UNIT1 | Tom Green | West | 200 | 200 | 2020-09-20 | Solar | 182501 |  | RAMBLR_S1 | LCRA | RAMBLER | Rambler Solar | RAMBLER SOLAR | -- | -- | -- | -- | --
17INR0037 | Palmas Altas Wind | Palmas Altas Wind | PALMWIND_UNIT1 | Cameron | Coastal | 144.9 | 144.9 | 2020-11-15 | Wind | 162301 |  | PALMWIND_W1 | STEC | PALMWIND | PALMWIND_W1 | PALMAS WIND | -- | -- | -- | -- | --
20INR0261 | Kellam Solar | KELLAM SOLAR | KELAM_SL_UNIT1 | Van Zandt | North | 59.8 | 59.8 | 2020-12-24 | Solar | 120191 |  | KELAMSOL_S1 | RYBRN | KELAM_SL | Kellam Solar | KELLAM SOLAR | -- | -- | -- | -- | --
20INR0031 | Rippey Solar | Rippey Solar | RIPPEY_UNIT1 | Cooke | North | 59.8 | 59.8 | 2020-12-30 | Solar | 143321 |  | RIPPEY_S1 | ONCOR | RIPPEY | RIPPEY_S1 | RIPPEY SOLAR | -- | -- | -- | -- | --
19INR0184 | Oxy Solar | OXY SOLAR | OXY_S1 | Ector | West | 16.8 | 16.2 | 2021-02-24 | Solar | 134291 | Not listed in CDR report since 2021 | OXY_S1 | ONCOR | OXYSOLAR | OXY_S1 | OXY RENEWABLE ENERGY - GOLDSMITH | -- | -- | -- | -- | --
19INR0034 | Greasewood Solar | GREASEWOOD SOLAR 1 | GREASWOD_UNIT1 | Pecos | West | 124.6 | 255 | 2021-02-09 | Solar | 134901 |  | GREASEW_S1 | GRLND | GREASWOD | GREASEWOOD SOLAR | GREASEW_S1 | -- | -- | -- | -- | --
|  | GREASEWOOD SOLAR 2 | GREASWOD_UNIT2 | Pecos | West | 130.4 |  | 2021-02-09 | Solar | 134902 |  | GREASE_S2 | GRLND | GREASWOD | GREASEWOOD SOLAR | GREASE_S2 | -- | -- | -- | -- | --
14INR0009 | WKN Amadeus Wind | AMADEUS WIND 1 U1 | AMADEUS1_UNIT1 | Fisher | West | 36.7 | 250.12 | 2021-04-05 | Wind | 182401 |  | WKNAMAD_W1 | AEP | AMADEUS1 | GIOVANNI (AMADEUS) | AMADEUS WIND 1 | -- | -- | -- | -- | --
|  | AMADEUS WIND 1 U2 | AMADEUS1_UNIT2 | Fisher | West | 35.8 |  | 2021-04-05 | Wind | 182402 |  | WKNAMAD_W2 | AEP | AMADEUS1 | AMADEUS (GIOVANNI ) | AMADEUS WIND 1 | -- | -- | -- | -- | --
|  | AMADEUS WIND 2 U1 | AMADEUS2_UNIT3 | Fisher | West | 177.7 |  | 2021-04-05 | Wind | 182403 |  | WKNAMAD_W3 | AEP | AMADEUS2 | AMADEUS (GIOVANNI ) | AMADEUS WIND 2 | -- | -- | -- | -- | --
20INR0204 | BlueBell Solar II | BLUEBELL SOLAR II 1 (CAPRICORN RIDGE 4) | CAPRIDG4_BB2_PV1 | Sterling | West | 100 | 115 | 2021-04-28 | Solar | 183071 |  | CAPRIDG4_S1 | LCRA | CAPRIDG4 | CAPRICORN RIDGE | CAPRICORN RIDGE 4 | -- | -- | -- | -- | --
|  | BLUEBELL SOLAR II 2 (CAPRICORN RIDGE 4) | CAPRIDG4_BB2_PV2 | Sterling | West | 15 |  | 2021-04-28 | Solar | 183072 |  | CAPRIDG4_S2 | LCRA | CAPRIDG4 | CAPRICORN RIDGE | CAPRICORN RIDGE 4 | -- | -- | -- | -- | --
20INR0305 | Vera Wind V110 | VERA WIND 1 | VERAWIND_UNIT1 | Knox | West | 12 | 34 | 2021-05-26 | Wind | 143011 |  | VERA_W1 | AEP | VERAWIND | VERA WIND | VERA WIND | -- | -- | -- | -- | --
|  | VERA WIND 4 | VERAWIND_UNIT4 | Knox | West | 22 |  | 2021-05-26 | Wind | 143012 |  | VERA_W2 | AEP | VERAWIND | VERA | VERA WIND | -- | -- | -- | -- | --
18INR0075 | Gulf Wind 1 repower |  |  | Kenedy | Coastal | 0 | 0 | 2021-05-06 | Wind | - |  | TGW_T1 | AEP | TGW | GULF WIND C1 | PATTERN GULF WIND | -- | -- | -- | -- | --
18INR0016 | RTS 2 Wind | RTS 2 WIND (HEART OF TEXAS WIND) U1 | RTS2_U1 | McCulloch | South | 89.9 | 179.91 | 2021-05-14 | Wind | 182651 |  | RTS2_W1 | LCRA | RTS2 | RTS 2 Wind | RTS2 WIND PROJECT | -- | -- | -- | -- | --
|  | RTS 2 WIND (HEART OF TEXAS WIND) U2 | RTS2_U2 | McCulloch | South | 89.9 |  | 2021-05-14 | Wind | 182652 |  | RTS2_W2 | LCRA | RTS2 | RTS 2 Wind | RTS2 WIND PROJECT | -- | -- | -- | -- | --
19INR0051 | Vera Wind | VERA WIND 2 | VERAWIND_UNIT2 | Knox | West | 7.2 | 208.8 | 2021-05-26 | Wind | 143011 |  | VERA_W1 | AEP | VERAWIND | VERA WIND | VERA WIND | -- | -- | -- | -- | --
|  | VERA WIND 3 | VERAWIND_UNIT3 | Knox | West | 100.8 |  | 2021-05-26 | Wind | 143011 |  | VERA_W2 | AEP | VERAWIND | VERA | VERA WIND | -- | -- | -- | -- | --
|  | VERA WIND 5 | VERAWIND_UNIT5 | Knox | West | 100.8 |  | 2021-05-26 | Wind | 143012
21INR0026 | Juno Solar (Phase I) | JUNO SOLAR PHASE I | JUNO_UNIT1 | Borden | West | 162.1 | 166.12 | 2021-05-26 | Solar | 134141 |  | JUNO_S1 | WETT | JUNO | JUNO SOLAR UNIT 1 | JUNO SOLAR | -- | -- | -- | -- | --
19INR0156 | Aviator Wind | AVIATOR WIND U1 | AVIATOR_UNIT1 | Coke | West | 180.1 | 525 | 2021-06-22 | Wind | 182721 |  | AVIATOR_W1 | LCRA | AVIATOR | AVIATOR WIND | AVIATOR WIND | -- | -- | -- | -- | --
|  | AVIATOR WIND U2 | AVIATOR_UNIT2 | Coke | West | 145.6 |  | 2021-06-22 | Wind | 182723 |  | AVIATOR_W2 | LCRA | AVIATOR | AVIATOR WIND | AVIATOR WIND | -- | -- | -- | -- | --
|  | AVIATOR WIND U3 | DEWOLF_UNIT1 | Coke | West | 199.3 |  | 2021-06-22 | Wind | 182725 |  | AVIATOR_W3 | LCRA | DEWOLF | AVIATOR WIND | DEWOLF EAST | -- | -- | -- | -- | --
20INR0054 | Taygete Solar | TAYGETE SOLAR 1 U1 | TAYGETE_UNIT1 | Pecos | West | 125.9 | 255.07 | 2021-06-14 | Solar | 134241 |  | TAYGETE_S1 | AEP | TAYGETE | TAYGETE | TAYGETE SOLAR | -- | -- | -- | -- | --
|  | TAYGETE SOLAR 1 U2 | TAYGETE_UNIT2 | Pecos | West | 128.9 |  | 2021-06-14 | Solar | 134243 |  | TAYGETE_S2 | AEP | TAYGETE | TAYGETE | TAYGETE SOLAR | -- | -- | -- | -- | --
18INR0059 | East Raymond Wind (El Rayo) | EAST RAYMOND WIND (EL RAYO) U1 | EL_RAYO_UNIT1 | Willacy | Coastal | 98 | 201.6 | 2021-06-11 | Wind | 162152 |  | ELRAYO_W1 | AEP | EL_RAYO | EAST RAYMOND WIND | EL RAYO WIND FARM | -- | -- | -- | -- | --
|  | EAST RAYMOND WIND (EL RAYO) U2 | EL_RAYO_UNIT2 | Willacy | Coastal | 96 |  | 2021-06-11 | Wind | 162153 |  | ELRAYO_W2 | AEP | EL_RAYO | EAST RAYMOND WIND | EL RAYO WIND FARM | -- | -- | -- | -- | --
20INR0042 | Chalupa Wind | CHALUPA WIND | CHALUPA_UNIT1 | Cameron | Coastal | 173.3 | 174 | 2021-06-10 | Wind | 162251 |  | PATWND_UNIT1 | AEP | SHAFFER | PATRIOT | SHAFFER | -- | -- | -- | -- | --
17INR0031 | Espiritu Wind | ESPIRITU WIND | CHALUPA_UNIT2 | Cameron | Coastal | 25.2 | 25.2 | 2021-06-10 | Wind | 162255 |  | CHALUPA_W1 | AEP | CHALUPA | CHALUPA | CHALUPA WIND | -- | -- | -- | -- | --
11INR0062 | Shaffer Wind | SHAFFER (PATRIOT WIND/PETRONILLA) | SHAFFER_UNIT1 | Nueces | Coastal | 226.1 | 226 | 2021-06-08 | Wind | 161651 |  | CHALUPA_W2 | AEP | CHALUPA | CHALUPA | CHALUPA WIND | -- | -- | -- | -- | --
19INR0038 | High Lonesome Wind | HIGH LONESOME W 1A | HI_LONE_WGR1A | Crockett | West | 46 | 449.5 | 2021-07-01 | Wind | 134491 |  | HILO_W_1A | LCRA | HI_LONE | HIGH LONESOME WIND | HILO_W_1A | -- | -- | -- | -- | --
|  | HIGH LONESOME W 1B | HI_LONE_WGR1B | Crockett | West | 52 |  | 2021-07-01 | Wind | 134492 |  | HILO_W_1B | LCRA | HI_LONE | HIGH LONESOME WIND | HILO_W_1B | -- | -- | -- | -- | --
|  | HIGH LONESOME W 2 | HI_LONE_WGR2 | Crockett | West | 122.5 |  | 2021-07-01 | Wind | 134493 |  | HILO_W3 | LCRA | HI_LONE | HIGH LONESOME WIND | HILO_W3 | -- | -- | -- | -- | --
|  | HIGH LONESOME W 3 | HI_LONE_WGR3 | Crockett | West | 127.6 |  | 2021-07-01 | Wind | 134494
|  | HIGH LONESOME W 4 | HI_LONE_WGR4 | Crockett | West | 101.6 |  | 2021-07-01 | Wind | 134495 |  | HILO_W4 | LCRA | HI_LONE | HIGH LONESOME WIND | HILO_W4 | -- | -- | -- | -- | --
20INR0262 | High Lonesome Wind Phase II | HIGH LONESOME W 1C | HI_LONE_WGR1C | Crockett | West | 25.3 | 50.6 | 2021-07-01 | Wind | 134851 |  | HILO_1_1C | LCRA | HI_LONE | HIGH LONESOME WIND | HILO_1_1C | -- | -- | -- | -- | --
|  | HIGH LONESOME W 2A | HI_LONE_WGR2A | Crockett | West | 25.3 |  | 2021-07-01 | Wind | 134852 |  | HILO_W_2A | LCRA | HI_LONE | HIGH LONESOME WIND | HILO_W_2A | -- | -- | -- | -- | --
19INR0053 | Hidalgo II Wind | HIDALGO II WIND | MIRASOLE_MIR13 | Hidalgo | South | 50.4 | 51 | 2021-07-30 | Wind | 161701 |  | MIRASOLE_W1 | AEP | MIRASOLE | LOS MIRASOLES | MIRASOLE_W1 | -- | -- | -- | -- | --
20INR0037 | Coniglio Solar | CONIGLIO SOLAR | CONIGLIO_UNIT1 | Fannin | North | 125.7 | 125.68 | 2021-08-09 | Solar | 143261 |  | CONGLI_S1 | ONCOR | CONIGLIO | CONGLI_S1 | CONIGLIO SOLAR | -- | -- | -- | -- | --
19INR0151 | Impact Solar | IMPACT SOLAR | IMPACT_UNIT1 | Lamar | North | 198.5 | 198.55 | 2021-08-20 | Solar | 143061 |  | IMPACT_S1 | ONCOR | IMPACT | IMPACT_S1 | IMPACT SOLAR | -- | -- | -- | -- | --
21INR0501 | Juno Solar (Phase II) | JUNO SOLAR PHASE II | JUNO_UNIT2 | Borden | West | 143.5 | 147.09 | 2021-08-09 | Solar | 134142 |  | JUNO_S2 | WETT | JUNO | JUNO SOLAR UNIT 2 | JUNO SOLAR | -- | -- | -- | -- | --
15INR0090 | East Blackland Solar | EAST BLACKLAND SOLAR (PFLUGERVILLE SOLAR) | E_BLACK_UNIT_1 | Travis | South | 144 | 144 | 2021-08-12 | Solar | 170521 |  | E_BLACK_S1 | LCRA | E_BLACK | EAST BLACKLAND SOLAR | EAST BLACKLAND SOLAR | -- | -- | -- | -- | --
19INR0091 | Phoenix Solar | PHOENIX SOLAR | PHOENIX_UNIT1 | Fannin | North | 83.9 | 82.3 | 2021-09-01 | Solar | 143421 |  | PHOENIX_S1 | ONCOR | PHOENIX SOLAR | PHXSLR_S1 | PHOENIX | -- | -- | -- | -- | --
20INR0219 | Eunice Solar | EUNICE SOLAR U1 | EUNICE_PV1 | Andrews | West | 189.6 | 426.7 | 2021-09-24 | Solar | 134951 |  | EUNICE_S1 | ONCOR | EUNICE | EUNICE_S1 | EUNICE SOLAR AND STORAGE | -- | -- | -- | -- | --
|  | EUNICE SOLAR U2 | EUNICE_PV2 | Andrews | West | 237.1 |  | 2021-09-24 | Solar | 134953 |  | EUNICE_S2 | ONCOR | EUNICE | EUNICE_S2 | EUNICE SOLAR AND STORAGE | -- | -- | -- | -- | --
21INR0229 | Prospero Solar II | PROSPERO SOLAR 2 U1 | PRSPERO2_UNIT1 | Andrews | West | 126.5 | 250 | 2021-09-23 | Solar | 135181 |  | PROSPERO2_S1 | ONCOR | PRSPERO2 | PROSPERO2_S1 | PROSPERO SOLAR II | -- | -- | -- | -- | --
|  | PROSPERO SOLAR 2 U2 | PRSPERO2_UNIT2 | Andrews | West | 126.4 |  | 2021-09-23 | Solar | 135182 |  | PROSPERO2_S2 | ONCOR | PRSPERO2 | PROSPERO2_S2 | PROSPERO SOLAR II | -- | -- | -- | -- | --
18INR0038 | Barrow Ranch Wind | BARROW RANCH (JUMBO HILL WIND) 1 | BARROW_UNIT1 | Andrews | West | 90.2 | 160 | 2021-09-07 | Wind | 134041 |  | BARROW8 | ONCOR | BARROW | BARROW_8 | BARROW RANCH | -- | -- | -- | -- | --
|  | BARROW RANCH (JUMBO HILL WIND) 2 | BARROW_UNIT2 | Andrews | West | 70.5 |  | 2021-09-07 | Wind | 134042 |  | BARROW5 | ONCOR | BARROW | BARROW5 | BARROW RANCH | -- | -- | -- | -- | --
17INR0020a | RE Maplewood 2a Solar | REDBARN SOLAR 1 (RE MAPLEWOOD 2A SOLAR) | REDBARN_UNIT_1 | Pecos | West | 222 | 222 | 2021-10-11 | Solar | 135321 |  | REDBARN_S1 | AEP | REDBARN_S1 | REDBARN (MAPLEWOOD) | REDBARN SOLAR | -- | -- | -- | -- | --
17INR0020b | RE Maplewood 2b Solar | REDBARN SOLAR 2 (RE MAPLEWOOD 2B SOLAR) | REDBARN_UNIT_2 | Pecos | West | 28 | 28 | 2021-10-11 | Solar | 135322 |  | REDBARN_S2 | AEP | REDBARN_S2 | REDBARN (MAPLEWOOD) | REDBARN SOLAR | -- | -- | -- | -- | --
18INR0033 | Oveja Wind | OVEJA WIND U1 | OVEJA_G1 | Irion | West | 151.2 | 300 | 2021-10-20 | Wind | 182351 |  | OVEJA_G1 | LCRA | OVEJA_G1 | OVEJA WIND | OVEJA WIND | -- | -- | -- | -- | --
|  | OVEJA WIND U2 | OVEJA_G2 | Irion | West | 151.2 |  | 2021-10-20 | Wind | 182352 |  | OVEJA_G2 | LCRA | OVEJA_G2 | OVEJA WIND | OVEJA WIND | -- | -- | -- | -- | --
18INR0062 | Wagyu Solar | WAGYU SOLAR | WGU_UNIT1 | Brazoria | Coastal | 120 | 120 | 2021-10-04 | Solar | 111461 |  | WAGYU_S1 | CNP | WAGYU_S1 | WAGYU | WAGYU SOLAR | -- | -- | -- | -- | --
19INR0044 | Lily Solar | LILY SOLAR | LILY_SOLAR1 | Kaufman | North | 147.6 | 147.63 | 2021-10-08 | Solar | 151371 |  | LILY_S1 | RYBRN | LILY_S1 | Lily Solar | LILY SOLAR AND STORAGE | -- | -- | -- | -- | --
19INR0121 | Galloway Solar | GALLOWAY 1 SOLAR | GALLOWAY_SOLAR1 | Concho | West | 250 | 250 | 2021-10-27 | Solar | 183172 |  | GALLOWAY_S1 | LCRA | GALLOWAY_S1 | GALLOWAY SOLAR FARM | GALLOWAY SOLAR FARM | -- | -- | -- | -- | --
20INR0052 | Griffin Trail Wind | GRIFFIN TRAIL WIND U1 | GRIF_TRL_UNIT1 | Knox | West | 98.7 | 225.6 | 2021-10-28 | Wind | 143471 |  | GRIF_TRL_W1 | AEP | GRIF_TRL_W1 | GRIFFIN | GRIFFIN TRAIL WIND | -- | -- | -- | -- | --
|  | GRIFFIN TRAIL WIND U2 | GRIF_TRL_UNIT2 | Knox | West | 126.9 |  | 2021-10-28 | Wind | 143472 |  | GRIF_TRL_W2 | AEP | GRIF_TRL_W2 | GRIFFIN | GRIFFIN TRAIL WIND | -- | -- | -- | -- | --
20INR0088 | West Raymond (Trueno) Wind | WEST RAYMOND (EL TRUENO) WIND U1 | TRUENO_UNIT1 | Willacy | Coastal | 116.6 | 239.8 | 2021-10-26 | Wind | 162691 |  | ELTRUENO_W1 | AEP | ELTRUENO_W1 | EL TRUENO | EL TRUENO WIND FARM | -- | -- | -- | -- | --
|  | WEST RAYMOND (EL TRUENO) WIND U2 | TRUENO_UNIT2 | Willacy | Coastal | 123.2 |  | 2021-10-26 | Wind | 162692 |  | ELTRUENO_W2 | AEP | ELTRUENO_W2 | EL TRUENO | EL TRUENO WIND FARM | -- | -- | -- | -- | --
15INR0044 | Corazon Solar | CORAZON SOLAR PHASE I | CORAZON_UNIT1 | Webb | South | 202.6 | 202.64 | 2021-10-11 | Solar | 163221 |  | CORAZON_S1 | AEP | CORAZON_S1 | CORAZON SOLAR | CORAZON SOLAR | -- | -- | -- | -- | --
20INR0032 | Titan Solar | TITAN SOLAR (IP TITAN) U1 | TI_SOLAR_UNIT1 | Culberson | West | 136.8 | 270 | 2021-11-22 | Solar | 135011 |  | TI_SOLAR_S1 | LCRA | TITAN SOLAR | TITAN SOLAR | TI_SOLAR_S1 | -- | -- | -- | -- | --
|  | TITAN SOLAR (IP TITAN) U2 | TI_SOLAR_UNIT2 | Culberson | West | 131.1 |  | 2021-11-22 | Solar | 135012 |  | TI_SOLAR_S2 | LCRA | TITAN SOLAR | TITAN SOLAR | TI_SOLAR_S2 | -- | -- | -- | -- | --
21INR0477 | Azure Sky Solar | AZURE SKY SOLAR U1 | AZURE_SOLAR1 | Haskell | West | 74.9 | 228.4 | 2021-11-15 | Solar | 143311 |  | B1 | AEP | AZURE | AZURE SKY | AZURE SKY SOLAR AND BESS | -- | -- | -- | -- | --
|  | AZURE SKY SOLAR U2 | AZURE_SOLAR2 | Haskell | West | 153.5 |  | 2021-11-15 | Solar | 143312 |  | B2 | AEP | AZURE | AZURE SKY | AZURE SKY SOLAR AND BESS | -- | -- | -- | -- | --
18INR0055 | Long Draw Solar | LONG DRAW SOLAR U1 | LGDRAW_S_UNIT1_1 | Borden | West | 98.5 | 226.73 | 2021-12-14 | Solar | 134341 |  | LDRAW_S1 | WETT | LGDRAW_S | LONG DRAW SOLAR UNIT 1 | LONG DRAW SOLAR | -- | -- | -- | -- | --
|  | LONG DRAW SOLAR U2 | LGDRAW_S_UNIT1_2 | Borden | West | 128.3 |  | 2021-12-14 | Solar | 134343 |  | LGDRAW_S2 | WETT | LGDRAW_S | LONG DRAW SOLAR UNIT 2 | LONG DRAW SOLAR | -- | -- | -- | -- | --
18INR0045 | Misae Solar | MISAE SOLAR U1 | MISAE_UNIT1 | Childress | Panhandle | 121.4 | 240.8 | 2021-12-20 | Solar | 142811 |  | MISAE_S1 | AEP | MISAE | MISAE | MISAE SOLAR PARK | -- | -- | -- | -- | --
|  | MISAE SOLAR U2 | MISAE_UNIT2 | Childress | Panhandle | 118.6 |  | 2021-12-20 | Solar | 142812 |  | MISAE_S2 | AEP | MISAE | MISAE | MISAE SOLAR PARK | -- | -- | -- | -- | --
19INR0088 | Aragorn Solar | ARAGORN SOLAR | ARAGORN_UNIT1 | Culberson | West | 185 | 187.2 | 2021-12-22 | Solar | 135111 |  | ARAGORN_S1 | LCRA | ARAGORN | ARAGORN SOLAR | ARAGORN SOLAR | -- | -- | -- | -- | --
16INR0111 | Venado Wind | VENADO WIND U1 | VENADO_UNIT1 | Zapata | South | 105 | 201.6 | 2021-12-06 | Wind | 162451 |  | VENADO_W1 | AEP | VENADO | LAS LOMAS | VENADO WIND | -- | -- | -- | -- | --
|  | VENADO WIND U2 | VENADO_UNIT2 | Zapata | South | 96.6 |  | 2021-12-06 | Wind | 162452
21INR0449 | Panther Creek III Repower |  |  | Howard | West | 15.96 | 15.96 | 2022-01-05 | Wind | - | Already modeled with other existing units | PC__PANTHER3 | ONCOR | PC_SOUTH | PC__PANTHER3 | PANTHER CREEK 2 | -- | -- | -- | -- | --
19INR0112 | Cranel Wind | CRANELL WIND | CRANELL_UNIT1 | Refugio | Coastal | 220 | 220 | 2022-01-27 | Wind | 162201 |  | CRANEL_W1 | AEP | CRANELL | CRANELL | CRANELL WIND | -- | -- | -- | -- | --
20INR0142 | Ajax Wind | WESTERN TRAIL WIND (AJAX WIND) U1 | AJAXWIND_UNIT1 | Wilbarger | West | 225.6 | 366.6 | 2022-01-26 | Wind | 143521 |  | AJAX_UNIT1 | ONCOR | AJAXWIND | AJAXWIND_W1 | AJAX WIND | -- | -- | -- | -- | --
|  | WESTERN TRAIL WIND (AJAX WIND) U2 | AJAXWIND_UNIT2 | Wilbarger | West | 141 |  | 2022-01-26 | Wind | 143522
19INR0081 | Anson Solar 1 | ANSON SOLAR U1 | ANSON1_UNIT1 | Jones | West | 100 | 201.53 | 2022-01-20 | Solar | 182821 |  | ANSON1_S1 | LST | ANSON1 | ANSON SOLAR GENERATOR BUS 1 | ANSON SOLAR 1 | -- | -- | -- | -- | --
|  | ANSON SOLAR U2 | ANSON1_UNIT2 | Jones | West | 100 |  | 2022-01-20 | Solar | 182822 |  | ANSON1_S2 | LST | ANSON1 | ANSON SOLAR GENERATOR BUS 2 | ANSON SOLAR 1 | -- | -- | -- | -- | --
21INR0276 | Elara Solar | ELARA SOLAR | ELARA_SL_UNIT1 | Frio | South | 132.4 | 132.4 | 2022-03-17 | Solar | 162841 |  | ELARA_SL_S1 | STEC | ELARA_SL | ELARA SOLAR | ELARA SOLAR | -- | -- | -- | -- | --
20INR0045 | Maverick Creek I Wind | MAVERICK CREEK WIND WEST U1 | MAVCRK_W_UNIT1 | Concho | West | 201.6 | 373.2 | 2022-03-29 | Wind | 182771 |  | MAVCRK1_W_S1 | LCRA | MAVCRK_W | MAVERICK CREEK WIND | MAVERICK CREEK WIND WEST | -- | -- | -- | -- | --
|  | MAVERICK CREEK WIND WEST U2 | MAVCRK_W_UNIT2 | Concho | West | 11.1 |  | 2022-03-29 | Wind | 182772 |  | MAVCRK1_W_S2 | LCRA | MAVCRK_W | MAVERICK CREEK WIND | MAVERICK CREEK WIND WEST | -- | -- | -- | -- | --
|  | MAVERICK CREEK WIND WEST U3 | MAVCRK_W_UNIT3 | Concho | West | 33.6 |  | 2022-03-29 | Wind | 182773 |  | MAVCRK2_S3 | LCRA | MAVCRK_W | MAVERICK CREEK WIND | MAVERICK CREEK WIND WEST | -- | -- | -- | -- | --
|  | MAVERICK CREEK WIND WEST U4 | MAVCRK_W_UNIT4 | Concho | West | 22.2 |  | 2022-03-29 | Wind | 182774 |  | MAVCRK1_C1 | LCRA | MAVCRK_W | MAVERICK CREEK WIND | MAVERICK CREEK WIND WEST | -- | -- | -- | -- | --
|  | MAVERICK CREEK WIND EAST U1 | MAVCRK_E_UNIT5 | Concho | West | 71.4 |  | 2022-03-29 | Wind | 182780 |  | E_MAVCRK_W1 | LCRA | MAVCRK_E | MAVERICK CREEK WIND | MAVERICK CREEK WIND EAST | -- | -- | -- | -- | --
|  | MAVERICK CREEK WIND EAST U2 | MAVCRK_E_UNIT6 | Concho | West | 33.3 |  | 2022-03-29 | Wind | 182781 |  | E_MAVCRK_W2 | LCRA | MAVCRK_E | MAVERICK CREEK WIND | MAVERICK CREEK WIND EAST | -- | -- | -- | -- | --
20INR0046 | Maverick Creek II Wind | MAVERICK CREEK WIND EAST U3 | MAVCRK_E_UNIT7 | Concho | West | 22 | 118.8 | 2022-03-29 | Wind | 183121 |  | MAVCRK2_W_W1 | LCRA | MAVCRK_E | MAVERICK CREEK WIND | MAVERICK CREEK WIND EAST | -- | -- | -- | -- | --
|  | MAVERICK CREEK WIND EAST U4 | MAVCRK_E_UNIT8 | Concho | West | 20 |  | 2022-03-29 | Wind | 183122 |  | MAVCRK2_W_W2 | LCRA | MAVCRK_E | MAVERICK CREEK WIND | MAVERICK CREEK WIND EAST | -- | -- | -- | -- | --
|  | MAVERICK CREEK WIND EAST U5 | MAVCRK_E_UNIT9 | Concho | West | 76.8 |  | 2022-03-29 | Wind | 183123 |  | MAVCRK2_W_W3 | LCRA | MAVCRK_E | MAVERICK CREEK WIND | MAVERICK CREEK WIND EAST | -- | -- | -- | -- | --
15INR0034 | El Algodon Alto W | EL ALGODON ALTO W U1 | ALGODON_UNIT1 | San Patricio | Coastal | 171.6 | 201 | 2022-05-11 | Wind | 163071 |  | ALGODON_W1 | AEP | ALGODON | KATOEN | EL ALGODON ALTO WIND FARM | -- | -- | -- | -- | --
|  | EL ALGODON ALTO W U2 | ALGODON_UNIT2 | San Patricio | Coastal | 28.6 |  | 2022-05-11 | Wind | 163072 |  | ALGODON_W2 | AEP | ALGODON | EL ALGODON ALTO WIND FARM | EL ALGODON ALTO WIND FARM | -- | -- | -- | -- | --
18INR0060 | Brightside Solar | BRIGHTSIDE SOLAR | BRIGHTSD_UNIT1 | Bee | South | 50 | 50 | 2022-05-16 | Solar | 163171 |  | BRIGHTSD_S1 | AEP | BRIGHTSD | BRIGHTSIDE SOLAR | BRIGHTSIDE SOLAR | -- | -- | -- | -- | --
19INR0163 | Sage Draw Wind | SAGE DRAW WIND U1 | SAGEDRAW_UNIT1 | Lynn | West | 169.2 | 338 | 2022-05-04 | Wind | 134541 |  | SAGEDRAW_W1 | ONCOR | SAGEDRAW | SAGEDRAW_W1 | SAGE DRAW WIND PROJECT | -- | -- | -- | -- | --
|  | SAGE DRAW WIND U2 | SAGEDRAW_UNIT2 | Lynn | West | 169.2 |  | 2022-05-04 | Wind | 134542 |  | SAGEDRAW_W2 | ONCOR | SAGEDRAW | SAGEDRAW_W2 | SAGE DRAW WIND PROJECT | -- | -- | -- | -- | --
16INR0086 | Cactus Flats Wind | CACTUS FLATS WIND U1 | CFLATS_U1 | Concho | West | 148.4 | 148.4 | 2022-06-13 | Wind | 170441 |  | CFLATS_U1 | AEP | CFLATS | CACTUS FLATS | CFLATS SUBSTATION | -- | -- | -- | -- | --
17INR0025 | Reloj Del Sol Wind | RELOJ DEL SOL WIND U1 | RELOJ_UNIT1 | Zapata | South | 55.4 | 209.4 | 2022-08-03 | Wind | 162491 |  | RELOJ_W1 | AEP | RELOJ | RELOJ DEL SOL | RELOJ DEL SOL WIND FARM | -- | -- | -- | -- | --
|  | RELOJ DEL SOL WIND U2 | RELOJ_UNIT2 | Zapata | South | 48 |  | 2022-08-03 | Wind | 162492 |  | RELOJ_W2 | AEP | RELOJ | RELOJ DEL SOL | RELOJ DEL SOL WIND FARM | -- | -- | -- | -- | --
|  | RELOJ DEL SOL WIND U3 | RELOJ_UNIT3 | Zapata | South | 83.1 |  | 2022-08-03 | Wind | 162493 |  | RELOJ_W3 | AEP | RELOJ | RELOJ DEL SOL | RELOJ DEL SOL WIND FARM | -- | -- | -- | -- | --
|  | RELOJ DEL SOL WIND U4 | RELOJ_UNIT4 | Zapata | South | 22.8 |  | 2022-08-03 | Wind | 162494 |  | RELOJ_W4 | AEP | RELOJ | RELOJ DEL SOL | RELOJ DEL SOL WIND FARM | -- | -- | -- | -- | --
19INR0128 | White Mesa Wind | WHITE MESA WIND U1 | WHMESA_UNIT1 | Crockett | West | 152.3 | 152.3 | 2022-09-01 | Wind | 134652 |  | WHMESA_W1 | LCRA | WHMESA | WHITE MESA WIND | WHITE MESA WIND | -- | -- | -- | -- | --
20INR0214 | Noble Solar | NOBLE SOLAR U1 | NOBLESLR_SOLAR1 | Denton | North | 146.7 | 279 | 2022-09-19 | Solar | 152081 |  | NOBLESLR_S2 | ONCOR | NOBLESLR | NOBLE_C2 | NOBLE SOLAR AND STORAGE | -- | -- | -- | -- | --
|  | NOBLE SOLAR U2 | NOBLESLR_SOLAR2 | Denton | North | 128.3 |  | 2022-09-19 | Solar | 152082 |  | NOBLESLR_C1 | ONCOR | NOBLESLR | NOBLE_T1L | NOBLE SOLAR AND STORAGE | -- | -- | -- | -- | --
21INR0521 | White Mesa 2 Wind | WHITE MESA 2 WIND | WHMESA_UNIT2_23 | Crockett | West | 13.9 | 348 | 2022-09-13 | Wind | 134654 |  | WHMESA_U2 | LCRA | WHMESA | WHITE MESA WIND | WHITE MESA WIND | -- | -- | -- | -- | --
|  | WHITE MESA 2 WIND U2 | WHMESA_UNIT2_28 | Crockett | West | 183.3 |  | 2022-11-30 | Wind | 134654 |  | WHMESA_U2 | LCRA | WHMESA | WHITE MESA WIND | WHITE MESA WIND | -- | -- | -- | -- | --
|  | WHITE MESA 2 WIND U3 | WHMESA_UNIT3_23 | Crockett | West | 18.6 |  | 2022-11-30 | Wind | 134655 |  | WHMESA_U3 | LCRA | WHMESA | WHITE MESA WIND | WHITE MESA WIND | -- | -- | -- | -- | --
|  | WHITE MESA 2 WIND U4 | WHMESA_UNIT3_28 | Crockett | West | 132.5 |  | 2022-11-30 | Wind | 134655 |  | WHMESA_U3 | LCRA | WHMESA | WHITE MESA WIND | WHITE MESA WIND | -- | -- | -- | -- | --
19INR0045 | Nebula Solar | NEBULA SOLAR (RAYOS DEL SOL) U1 | NEBULA_UNIT1 | Cameron | Coastal | 137.5 | 137.45 | 2022-10-25 | Solar | 163021 |  | NEBULA_S1 | AEP | NEBULA | NEBULA | NEBULA_S1 | -- | -- | -- | -- | --
20INR0101 | Westoria Solar | WESTORIA SOLAR U1 | WES_UNIT1 | Brazoria | Coastal | 101.6 | 203.35 | 2022-11-01 | Solar | 111912 |  | WES_S1 | CNP | WES | WESTORIA | WES_S1 | -- | -- | -- | -- | --
|  | WESTORIA SOLAR U2 | WES_UNIT2 | Brazoria | Coastal | 101.6 |  | 2022-11-01 | Solar | 111913 |  | WES_S2 | CNP | WES | WESTORIA | WES_S2 | -- | -- | -- | -- | --
20INR0081 | Strategic Solar 1 | STRATEGIC SOLAR 1 | STRATEGC_UNIT1 | Ellis | North | 135 | 136.85 | 2022-12-29 | Solar | 151421 |  | STRATEGC_S1 | ONCOR | STRATEGC | STRATGC_S1 | STRATEGIC SOLAR 1 | -- | -- | -- | -- | --
19INR0052 | TG East Wind | TG EAST WIND U1 | TRUSGILL_UNIT1 | Knox | West | 42 | 336 | 2022-12-08 | Wind | 143371 |  | TRUSGILL_W1 | AEP | TRUSGILL | TG EAST WIND | SISU (TG EAST) | -- | -- | -- | -- | --
|  | TG EAST WIND U2 | TRUSGILL_UNIT2 | Knox | West | 44.8 |  | 2022-12-08 | Wind | 143372 |  | TRUSGILL_W2 | AEP | TRUSGILL | TG EAST WIND | SISU (TG EAST) | -- | -- | -- | -- | --
|  | TG EAST WIND U3 | TRUSGILL_UNIT3 | Knox | West | 42 |  | 2022-12-08 | Wind | 143373 |  | TRUSGILL_W3 | AEP | TRUSGILL | TG EAST WIND | SISU (TG EAST) | -- | -- | -- | -- | --
|  | TG EAST WIND U4 | TRUSGILL_UNIT4 | Knox | West | 207.2 |  | 2022-12-08 | Wind | 143374 |  | TRUSGILL_W4 | AEP | TRUSGILL | TG EAST WIND | SISU (TG EAST) | -- | -- | -- | -- | --
20INR0082 | Vision Solar 1 | VISION SOLAR 1 | VISION_UNIT1 | Navarro | North | 127 | 129.24 | 2022-12-29 | Solar | 151551 |  | VISION_S1 | ONCOR | VISION | VISIONS_S1 | VISION SOLAR 1 | -- | -- | -- | -- | --
20INR0098 | Danciger Solar | DANCIGER SOLAR U1 | DAG_UNIT1 | Brazoria | Coastal | 100 | 203.2 | 2023-01-18 | Solar | 112211 |  | DAG_S1 | CNP | DAG | DANCIGER | DANCIGER SOLAR | -- | -- | -- | -- | --
|  | DANCIGER SOLAR U2 | DAG_UNIT2 | Brazoria | Coastal | 100 |  | 2023-01-18 | Solar | 112212 |  | DAG_S2 | CNP | DAG | DANCIGER | DANCIGER SOLAR | -- | -- | -- | -- | --
19INR0145 | Aquilla Lake Wind | AQUILLA LAKE WIND U1 | AQUILLA_U1_23 | Hill | North | 13.9 | 202 | 2023-01-31 | Wind | 163274 |  | AQUILLA_W12 | LST | AQUILLA | AQUILLA LAKE GENERATOR BUS 1 | AQUILLA LAKE WIND | -- | -- | -- | -- | --
|  | AQUILLA LAKE WIND U2 | AQUILLA_U1_28 | Hill | North | 135.4 |  | 2023-01-31 | Wind | 163271 |  | AQUILLA_W2 | LST | AQUILLA | AQUILLA LAKE GENERATOR BUS 2 | AQUILLA LAKE WIND | -- | -- | -- | -- | --
20INR0256 | Aquilla Lake 2 Wind | AQUILLA LAKE 2 WIND U1 | AQUILLA_U2_23 | Hill | North | 7 | 100 | 2023-01-31 | Wind | 163275 |  | AQUILLA_W34 | LST | AQUILLA | AQUILLA LAKE GENERATOR BUS 3 | AQUILLA LAKE WIND | -- | -- | -- | -- | --
|  | AQUILLA LAKE 2 WIND U2 | AQUILLA_U2_28 | Hill | North | 143.8 |  | 2023-01-31 | Wind | 163272 |  | AQUILLA_W4 | LST | AQUILLA | AQUILLA LAKE GENERATOR BUS 4 | AQUILLA LAKE WIND | -- | -- | -- | -- | --
21INR0213 | Vancourt Solar | VANCOURT SOLAR | VANCOURT_UNIT1 | Cameron | Coastal | 45.7 | 45.7 | 2023-01-25 | Solar | 163121 |  | VANCOURT_S1 | AEP | VANCOURT | VANCOURT | VANCOURT SOLAR | -- | -- | -- | -- | --
15INR0059 | Emerald Grove Solar | EMERALD GROVE SOLAR (PECOS SOLAR POWER I) | EGROVESL_UNIT1 | Pecos | West | 108 | 108 | 2023-03-10 | Soalr | 182151 |  | EGROVESL_S1 | ONCOR | EGROVESL | PECOS SOLAR | EMERALD GROVE SOLAR | -- | -- | -- | -- | --
20INR0068 | Blackjack Creek Wind | BLACKJACK CREEK WIND U1 | BLACKJAK_UNIT1 | Bee | South | 120 | 240.5 | 2023-05-12 | Wind | 162911 |  | BLACKJAK_W1 | AEP | BLACKJAK | BLACKJACK CREEK | BLACKJACK CREEK WIND FARM | -- | -- | -- | -- | --
|  | BLACKJACK CREEK WIND U2 | BLACKJAK_UNIT2 | Bee | South | 120 |  | 2023-05-12 | Wind | 162912 |  | BLACKJAK_W2 | AEP | BLACKJAK | BLACKJACK CREEK | BLACKJACK CREEK WIND FARM | -- | -- | -- | -- | --
21INR0205 | Radian Solar | RADIAN SOLAR U1 | RADN_SLR_UNIT1 | Brown | North | 158.9 | 327.42 | 2023-05-16 | Solar | 151751 |  | RADN_SLR_S1 | ONCOR | RADN_SLR | RADSOL_S1 | RADIAN SOLAR | -- | -- | -- | -- | --
|  | RADIAN SOLAR U2 | RADN_SLR_UNIT2 | Brown | North | 162.9 |  | 2023-05-16 | Solar | 151752 |  | RADN_SLR_S2 | ONCOR | RADN_SLR | RADSOL_S2 | RADIAN SOLAR | -- | -- | -- | -- | --
21INR0384 | Ratliff (Concho Valley) Solar | RATLIFF SOLAR (CONCHO VALLEY SOLAR) | RATLIFF_SOLAR1 | Tom Green | West | 159.8 | 159.8 | 2023-05-25 | Solar | 183351 |  | RATLIFF_S1 | AEP | RATLIFF | CONCHO VALLEY | RATLIFF SOLAR | -- | -- | -- | -- | --
Total | [5 empty] | 41849.46 | 41753.58

## Existing BESS Projects
Dispatch of Existing BESS Projects
INR | Site Name | Unit Name | Unit Code | County | Zone | Nameplate Capacity as per CDR (MW) | Commercial Date | Fuel | Bus Number | Remarks
21INR0496 | Flower Valley II Batt | FLOWER VALLEY II BATT | FLOWERII_BESS1 | Reeves | West | 100 | 2022-03-28 | Battery | 135491
20INR0089 | Chisholm Grid | CHISHOLM GRID | CHISMGRD_BES1 | Tarrant | North | 100 | 2021-10-01 | Battery | 151361
20INR0276 | North Fork Energy Storage | NORTH FORK | NF_BRP_BES1 | Williamson | South | 100.5 | 2021-10-22 | Battery | 170571
20INR0294 | Lily Storage | LILY STORAGE | LILY_BESS1 | Kaufman | North | 51.7 | 2021-10-08 | Battery | 151373
21INR0365 | Bat Cave Energy Storage | BAT CAVE | BATCAVE_BES1 | Mason | South | 100.5 | 2021-10-22 | Battery | 183271
21INR0364 | Gambit Batt | GAMBIT BATTERY | GAMBIT_BESS1 | Brazoria | Coastal | 100 | 2021-06-14 | Battery | 111981
20INR0220 | Eunice Storage | EUNICE STORAGE | EUNICE_BES1 | Andrews | West | 40.3 | 2021-07-14 | Battery | 134951
21INR0476 | Azure Sky BESS | AZURE SKY BESS | AZURE_BESS1 | Haskell | West | 77.6 | 2022-05-12 | Battery | 143315
21INR0510 | Crossett Power Batt | CROSSETT POWER U1 | CROSSETT_BES1 | Crane | West | 100 | 2022-05-26 | Battery | 135481
|  | CROSSETT POWER U2 | CROSSETT_BES2 | Crane | West | 100 | 2022-05-26 | Battery | 135482
21INR0460 | Republic Road Storage | REPUBLIC ROAD STORAGE | RPUBRDS_ESS1 | Robertson | North | 50 | 2022-06-15 | Battery | 120381
21INR0459 | DeCordova BESS addition | DECORDOVA BESS U1 | DCSES_BES1 | Hood | North | 66.5 | 2022-07-12 | Battery | 152021
|  | DECORDOVA BESS U2 | DCSES_BES2 | Hood | North | 66.5 | 2022-07-12 | Battery | 152022
|  | DECORDOVA BESS U3 | DCSES_BES3 | Hood | North | 63.5 | 2022-07-12 | Battery | 152023
|  | DECORDOVA BESS U4 | DCSES_BES4 | Hood | North | 63.5 | 2022-07-12 | Battery | 152024
21INR0497 | Swoose II | SWOOSE II | SWOOSEII_BESS1 | Ward | West | 100 | 2022-08-15 | Battery | 135461
19INR0176 | Roughneck Storage | NORTH COLUMBIA (ROUGHNECK STORAGE) | NCO_ESS1 | Brazoria | Coastal | 50 | 2022-09-30 | Battery | 120321
21INR0281 | Byrd Ranch Energy Storage Plant | BYRD RANCH STORAGE | BYRDR_ES_BESS1 | Brazoria | Coastal | 50 | 2022-10-21 | Battery | 112401
22INR0436 | Noble Storage | NOBLE STORAGE U1 | NOBLESLR_BESS1 | Denton | North | 62.5 | 2022-10-11 | Battery | 152081
22INR0598 | Noble Storage (BESS1) | NOBLE STORAGE U2 | NOBLESLR_BESS2 | Denton | North | 62.5 | 2022-10-27 | Battery | 152082
21INR0479 | Endurance Park Storage | ENDURANCE PARK STORAGE | ENDPARKS_ESS1 | Scurry | West | 50 | 2022-12-28 | Battery | 183511
18INR0072 | BLUE SUMMIT BATTERY | BLUE SUMMIT BATTERY | BLSUMMIT_BATTERY | Wilbarger | West | 30 | 2017 | Battery | 140381
| NOTREES BATTERY FACILITY | NOTREES BATTERY FACILITY | NWF_NBS | Winkler | West | 33.7 | 2013 | Battery | 131851
21INR0244 | Madero Grid | MADERO GRID U1 | MADERO_UNIT1 | Hidalgo | South | 100 | 2023-03-17 | Battery | 162961
21INR0522 | Madero Unit2 | MADERO GRID U2 (IGNACIO GRID) | MADERO_UNIT2 | Hidalgo | South | 100 | 2023-03-17 | Battery | 162962
20INR0291 | Silicon Hill Storage | SILICON HILL STORAGE U1 | SLCNHLS_ESS1 | Travis | South | 50 | 2023-04-03 | Battery | 170581
|  | SILICON HILL STORAGE U2 | SLCNHLS_ESS2 | Travis | South | 50 | 2023-04-03 | Battery | 170581
21INR0357 | SP TX-12B BESS | SP TX-12B BESS | SPTX12B_BES1 | Upton | West | 22.7 | 2023-05-31 | Battery | 132944
23INR0019 | Blue Jay BESS | BLUE JAY BESS | BLUEJAY_BESS1 | Grimes | North | 51.6 | 2023-06-30 | Battery | 120492 | New
20INR0280 | High Lonesome BESS | HIGH LONESOME BESS | HI_LONEB_BESS1 | Crockett | West | 51.1 | 2023-06-27 | Battery | 135571 | New
Total | [5 empty] | 2044.7

## Proposed Wind&Solar with IA
Dispatch of Proposed Wind and Solar Projects with signed IAs
INR | Site Name | County | Zone | Nameplate Capacity as per GIS (MW) | Expected Commercial Date | Fuel | Bus Number | IA Signed On | Meets Section 6.9 Requirements (1)(b) through (1)(d) |  | Sufficient Financial Security Received by TSP | Full Interconnection Study (FIS) status | Remarks | POI Location as per GIS Report
13INR0010a | Mariah Del Este | Parmer | Panhandle | 152.5 | 2019-09-09 10:19 | Wind | 141761-141762 | - | Yes |  | Yes | Incomplete | Inactive | 141765 Mariah 345kV
13INR0025 | Northdraw Wind | Randall | Panhandle | 150 | 2019-08-30 13:38 | Wind | 23906 | - | No |  | No | Incomplete | Inactive | 79504 AJ Swope 345kV
14INR0033 | Goodnight Wind | Armstrong | Panhandle | 258.1 | 2023-12-30 | Wind | 79500 - 79503 | 2019-08-18 | Yes | 2023-05-01 | Yes | Complete |  | tap 345kV 79500 Alibates - 79503 Tule Canyon CKT2
15INR0064b | Harald (BearKat Wind B) | Glasscock | West | 162.1 | 2023-07-31 | Wind | 133041 | 2018-05-30 | Yes | 2018-05-30 | Yes | Complete |  | 59903 Bearkat 345kV
16INR0033 | Hart Wind | Castro | Panhandle | 165 | 2025-03-15 | Wind | 23912 | 2018-08-06 | No |  | No | Incomplete | Inactive | 23912 Ogallala 345kV
16INR0049 | Nazareth Solar | Castro | Panhandle | 204 | 2025-03-24 | Solar | 23914 - 23912 | 2023-06-07 | No | - | Yes | Complete | Sufficient financial security | tap 345kV 23914 Tule Canyon - 23912 Ogallala C2
16INR0081 | Mesteno Wind | Starr | South | 201.6 | 2023-08-01 | Wind | 162101 | 2018-04-25 | Yes | 2018-04-25 | Yes | Complete |  | 80355 Del Sol 345kV
16INR0104 | Big Sampson Wind | Crockett | West | 400 | 2024-10-01 | Wind | 76015 - 7053 | 2019-11-08 | No | - | No | Incomplete |  | tap 345kV 76015 Cedar Canyon - 7053 Noelke
16INR0112 | Loma Pinta Wind | La Salle | South | 197.01 | 2025-03-31 | Wind | 5705 | 2017-12-13 | No | - | No | Incomplete |  | 5705 Fowlerton 138kV
17INR0027b | Coyote Wind | Scurry | West | 242.6 | 2023-08-31 | Wind | 182104 | 2016-08-09 | Yes | 2016-08-09 | Yes | Complete | New COD | 11305 Dermott 345kV
|  | Scurry | West |  | 2023-08-31 | Wind | 182105 | 2016-08-09 | Yes | 2016-08-09 | Yes | Complete
|  | Scurry | West |  | 2023-08-31 | Wind | 182106 | 2016-08-09 | Yes | 2016-08-09 | Yes | Complete
17INR0035 | Las Majadas Wind | Willacy | Coastal | 272.6 | 2023-06-30 | Wind | 162741 | 2018-04-13 | Yes | 2019-07-22 | Yes | Complete | New COD | 8318 Rio Hondo 345kV plus 12.5mi gentie
|  | Willacy | Coastal |  | 2023-06-30 | Wind | 162741 | 2018-04-13 | Yes | 2019-07-22 | Yes | Complete
|  | Willacy | Coastal |  | 2023-06-30 | Wind | 162742 | 2018-04-13 | Yes | 2019-07-22 | Yes | Complete
17INR0052 | Horse13 CallD repower | Taylor | West | 44 | 2023-12-31 | Wind | 180456 | 2019-05-22 | Yes | 2020-04-13 | Yes | Complete |  | 6216 Bluff Creek 138kV
17INR0053 | HHGT repower Horse13+CallD | Taylor | West | 44 | 2023-12-31 | Wind | 180458 | 2009-06-26 | Yes | 2020-04-13 | No | Complete |  | 7046 Kendal 345kV
|  | Taylor | West |  | 2023-12-31 | Wind | 180460 | 2009-06-26 | Yes | 2020-04-13 | No | Complete
|  | Taylor | West |  | 2023-12-31 | Wind | 180462 | 2009-06-26 | Yes | 2020-04-13 | No | Complete
17INR0054 | Capricorn I & III repower | Sterling | West | 32 | 2022-07-30 | Wind | 180751 | 2006-11-14 | Yes | 2021-02-28 | No | Complete |  | 180757 Capricorn Ridge 3 138kV
|  | Sterling | West |  | 2022-07-30 | Wind | 180756 | 2006-11-14 | Yes | 2021-02-28 | No | Complete
|  | Sterling | West |  | 2022-07-30 | Wind | 180753 | 2006-11-14 | Yes | 2021-02-28 | No | Complete
17INR0061 | Capricorn IV repower | Sterling | West | 9 | 2022-05-31 | Wind | 180758 | 2008-01-15 | Yes | 2020-08-28 | No | Complete |  | 76090 Divide 345kV
17INR0068 | Sweetwater 2 repower | Nolan | West | 7.3 | 2023-09-30 | Wind | 180153 | 2003-06-27 | Yes | 2018-10-31 | No | Complete |  | 71050 Bitter Creek 345kV
17INR0069 | Trent repower | Nolan | West | 6.4 | 2023-10-31 | Wind | 180052 | 2018-10-19 | Yes | 2018-10-31 | No | Complete |  | 1338 Eskota 138kV
17INR0070 | Desert Sky repower | Pecos | West | 7.2 | 2023-05-16 | Wind | 135663 | 2018-10-18 | Yes | 2018-10-31 | Yes | Complete |  | two LCRA 138kV
|  | Pecos | West |  | 2023-05-16 | Wind | 135613 | 2018-10-18 | Yes | 2018-10-31 | Yes | Complete
|  | Pecos | West |  | 2023-05-16 | Wind | 135664 | 2018-10-18 | Yes | 2018-10-31 | Yes | Complete
|  | Pecos | West |  | 2023-05-16 | Wind | 135614 | 2018-10-18 | Yes | 2018-10-31 | Yes | Complete
18INR0030 | Canyon Wind | Scurry | West | 308.82 | 2023-12-31 | Wind | 183021 | 2018-09-20 | Yes | 2020-02-07 | Yes | Complete |  | 11319 SCOSW ScurryCounty 138kV
18INR0031 | Maryneal Wind | Nolan | West | 182.4 | 2023-08-01 | Wind | 182971 | 2020-01-31 | Yes | 2020-01-31 | Yes | Complete |  | 71050 Bitter Creek 345kV
18INR0043 | Lacy Creek wind | Glasscock | West | 301.3 | 2023-08-01 | Wind | 133441 | 2017-09-28 | Yes | 2022-04-21 | Yes | Complete | New COD | 59907 Bernoulli 345kV
|  | Glasscock | West |  | 2023-08-01 | Wind | 133441 | 2017-09-28 | Yes | 2022-04-21 | Yes | Complete
|  | Glasscock | West |  | 2023-08-01 | Wind | 133491 | 2017-09-28 | Yes | 2022-04-21 | Yes | Complete
|  | Glasscock | West |  | 2023-08-01 | Wind | 133491 | 2017-09-28 | Yes | 2022-04-21 | Yes | Complete
18INR0050 | Mustang Creek Solar | Jackson | South | 150.5 | 2023-06-30 | Solar | 111581 | 2019-01-04 | Yes | 2019-10-04 | Yes | Complete | New COD | tap 138kV 5523 ETP - 78104 Ricebird new sub Galow
|  | Jackson | South |  | 2023-06-30 | Solar | 111582 | 2019-01-04 | Yes | 2019-10-04 | Yes | Complete
18INR0053 | Tavener Solar | Fort Bend | Houston | 143.61 | 2023-07-30 | Solar | 112431 | 2019-06-30 | Yes | 2021-04-29 | Yes | Complete |  | tap 138kV 44541 Orchard - 44190 E Bernard
18INR0064 | Silver Star repower | Eastland | North | -7.2 | 2023-07-28 | Wind | 150511 | 2018-10-16 | Yes | 2019-10-23 | Yes | Complete | New COD | 1642 Flat Creek 138kV
18INR0068 | Loraine Windpark Phase III | Mitchell | West | 100 | 2024-05-10 | Wind | 181153 | 2018-04-10 | Yes | 2018-04-12 | No | Incomplete |  | 181153 Lonewolf 345kV
18INR0069 | Indian Mesa repower | Pecos | West | 82.5 | 2023-12-31 | Wind | 130331 | 2018-12-04 | Yes | 2018-10-31 | No | Complete |  | 76019 Indian NWP 138kV
18INR0079 | Woodward I repower | Pecos | West | 0 | 2023-12-31 | Wind | 130431 | 2018-12-12 | Yes | 2020-10-30 | Yes | Complete |  | 60400 Lynx 138kV
18INR0080 | Woodward 2 repower | Pecos | West | 0 | 2023-12-31 | Wind | 130531 | 2018-12-18 | Yes | 2018-11-29 | Yes | Complete |  | 60400 Lynx 138kV
19INR0001 | Texas Solar Nova | Kent | West | 253.51 | 2023-08-29 | Solar | 143111 | 2019-06-28 | Yes | 2019-11-08 | Yes | Complete |  | 138kV 59909 WETT Nova Prime
|  | Kent | West |  | 2023-08-29 | Solar | 143112 | 2019-06-28 | Yes | 2019-11-08 | Yes | Complete
19INR0035 | Norton Solar | Runnels | West | 125 | 2025-03-15 | Solar | 182601 | 2019-06-20 | Yes | 2019-07-12 | Yes | Complete |  | 60451 Garnet 138kV
19INR0041 | Myrtle Solar | Brazoria | Coastal | 321.2 | 2023-08-25 | Solar | 111531 | 2019-11-13 | Yes | 2019-11-30 | Yes | Complete |  | 42110 Angleton 138kV
|  | Brazoria | Coastal |  | 2023-08-25 | Solar | 111532 | 2019-11-13 | Yes | 2019-11-30 | Yes | Complete
19INR0042 | Long Point Solar | Brazoria | Coastal | 101.25 | 2024-12-01 | Solar | 44010 - 42980 | 2019-10-24 | No | - | No | Incomplete |  | tap 138kV 44010 WAP - 42980 Nash
19INR0073 | McLean (Shakes) Solar | Zavala | South | 206 | 2023-06-30 | Solar | 162541 | 2018-10-26 | Yes | 2019-03-04 | Yes | Complete | New COD | 8283 Asherton 138kV
19INR0080 | Whitehorse Wind | Fisher | West | 418.9 | 2023-04-01 | Wind | 182451 | 2018-12-05 | Yes | 2019-03-12 | Yes | Complete |  | 68001 Clayton 345kV
|  | Fisher | West |  | 2023-04-01 | Wind | 182452 | 2018-12-05 | Yes | 2019-03-12 | Yes | Complete
19INR0085 | Blue Jay Solar | Grimes | North | 141.05 | 2023-06-23 | Solar | 120491 | 2020-10-26 | Yes | 2020-12-02 | Yes | Complete | New COD | 4 Iola 138kV
19INR0099a | Kontiki 1 Wind (ERIK) | Glasscock | West | 250.1 | 2023-03-01 | Wind | 133891 | 2018-05-07 | Yes |  | Yes | Incomplete | Inactive | 59903 Bearkat 345kV
19INR0099b | Kontiki 2 Wind (ERNEST) | Glasscock | West | 250.1 | 2023-03-01 | Wind | 133941 | 2018-05-07 | Yes |  | Yes | Incomplete | Inactive | 59903 Bearkat 345kV
19INR0100 | Prairie Hill Wind | McLennan | North | 300 | 2023-09-30 | Wind | 151311 | 2018-09-17 | Yes | 2018-11-27 | Yes | Complete | New COD | tap 345kV 3405 Tradinghouse - 3402 Lake Creek
|  | McLennan | North |  | 2023-09-30 | Wind | 151312 | 2018-09-17 | Yes | 2018-11-27 | Yes | Complete
19INR0103 | Rodeo Solar | Andrews | West | 200 | 2025-04-01 | Solar | 135501 | 2019-08-20 | Yes | 2021-03-10 | Yes | Incomplete |  | tap 138kV 1134 Littman - 1135 Gasland
19INR0120 | Sherbino II Wind repower | Pecos | West | -18 | 2023-07-21 | Wind | 131455 | 2008-02-28 | Yes | 2019-10-28 | Yes | Complete | New COD | 38430 TN White Baker 138kV
19INR0134 | Cottonwood Bayou Solar | Brazoria | Coastal | 351.4 | 2024-06-30 | Solar | 42870 - 43070 | 2019-11-13 | Yes | 2023-04-27 | Yes | Complete | New COD | tap 138kV 42870 Liverpool - 43070 Petson
19INR0155 | Morrow Lake Solar | Frio | South | 201.1 | 2024-08-01 | Solar | 162861 | 2019-08-29 | Yes | 2019-11-18 | Yes | Complete |  | 5895 Pearsall 138kV
|  | Frio | South |  | 2024-08-01 | Solar | 162862 | 2019-08-29 | Yes | 2019-11-18 | Yes | Complete
19INR0174 | Elbow Creek repower | Howard | West | 0 | 2023-01-01 | Wind | 131651 | 2007-11-30 | Yes | 2018-10-31 | No | Complete |  | 1058 Longshore 345kV
20INR0019 | Trinity Hills Wind repower | Young | West | -27 | 2023-07-22 | Wind | 150751 | 2018-10-17 | Yes | 2019-10-29 | No | Complete |  | 17002 Garvey Rd 345kV
|  | Young | West |  | 2023-07-22 | Wind | 150752 | 2018-10-17 | Yes | 2019-10-29 | No | Complete
20INR0023 | Agate Solar | Ellis | North | 60 | 2020-05-22 15:12 | Solar | 68090-1906 | - | No |  | No | Complete | Inactive | new 345kV sub Forbes in 68090 Sam - 1906 Venus S
20INR0025 | Spinel Solar | Medina | South | 30 | 2019-09-10 14:02 | Solar | 5225-5813 | - | No |  | No | Complete | Inactive | tap 138kV 5225 Hondo - 5813 Pearson
20INR0083 | Baird North Wind | Callahan | West | 350 | 2023-04-01 | Wind | 151261 | 2019-05-31 | Yes | 2019-07-19 | Yes | Complete |  | 68008 Latimer 345kV
|  | Callahan | West |  | 2023-04-01 | Wind | 151262 | 2019-05-31 | Yes | 2019-07-19 | Yes | Complete
20INR0091 | Fagus Solar Park | Childress | Panhandle | 519.46 | 2025-05-15 | Solar | 143961 | 2019-02-21 | Yes | 2021-01-15 | Yes | Incomplete | New COD | 60501 Tesla 345kV
20INR0143 | Soda Lake Solar 1 SLF | Crane | West | 202.99 | 2024-06-01 | Solar | 6601 - 60014 | 2022-02-28 | No | - | No | Incomplete |  | Tap 138kV 6601 Rio Pecos - 60014 Spudder
20INR0241 | Crowded Star Solar | Jones | West | 217.6 | 2025-12-31 | Solar | 183451 | 2019-12-17 | Yes | 2021-12-01 | Yes | Incomplete |  | tap 345kV 68001 Claytonville – 68004 Phantom Hill c2
21INR0233 | Taygete II Solar | Pecos | West | 203.8 | 2023-07-05 | Solar | 134701 | 2019-03-27 | Yes | 2019-05-06 | Yes | Complete | New COD | 60393 Pig Creek 138kV
|  | Pecos | West |  | 2023-07-05 | Solar | 134702 | 2019-03-27 | Yes | 2019-05-06 | Yes | Complete
21INR0261 | Horizon Solar | Frio | South | 203.5 | 2023-11-16 | Solar | 162791 | 2019-07-12 | Yes | 2019-08-09 | Yes | Complete |  | 5897 Horizon Switch 138kV
19INR0022 | Monte Alto I | Willacy | Coastal | 189 | 2024-12-30 | Wind | 8318 - 8383 | 2020-02-13 | No | - | Yes | Incomplete |  | tap 345kV 8318 Rio Hondo - 8383 N Edinburg
20INR0033 | WILDWIND | Cooke | North | 180.08 | 2023-07-31 | Wind | 143161 | 2020-02-21 | Yes | 2020-03-23 | Yes | Complete | New COD | tap 345kV 1730 KrumW - 2373 Anna
|  | Cooke | North |  | 2023-07-31 | Wind | 143162 | 2020-02-21 | Yes | 2020-03-23 | Yes | Complete
|  | Cooke | North |  | 2023-07-31 | Wind | 143163 | 2020-02-21 | Yes | 2020-03-23 | Yes | Complete
|  | Cooke | North |  | 2023-07-31 | Wind | 143164 | 2020-02-21 | Yes | 2020-03-23 | Yes | Complete
|  | Cooke | North |  | 2023-07-31 | Wind | 143165 | 2020-02-21 | Yes | 2020-03-23 | Yes | Complete
20INR0069 | Danish Fields Solar | Wharton | South | 602.8 | 2023-12-15 | Solar | 111631 | 2020-02-24 | Yes | 2022-07-28 | Yes | Complete |  | 44200 Hillje 345kV
|  | Wharton | South |  | 2023-12-15 | Solar | 111632 | 2020-02-24 | Yes | 2022-07-28 | Yes | Complete
|  | Wharton | South |  | 2023-12-15 | Solar | 111633 | 2020-02-24 | Yes | 2022-07-28 | Yes | Complete
21INR0431 | Galloway 2 Solar | Concho | West | 113.88 | 2023-10-01 | Solar | 183221 | 2019-12-20 | Yes | 2020-07-27 | Yes | Complete | Synchronization approved on 06/23/2023 | 7077 Amos Cr 345kV
19INR0169 | Sun Valley Solar | Hill | North | 252 | 2023-05-30 | Solar | 152181 | 2020-03-15 | Yes | 2021-08-13 | Yes | Complete |  | tap 345kV 68090 Sam Sw - 3405 Tradinghouse
|  | Hill | North |  | 2023-05-30 | Solar | 152182 | 2020-03-15 | Yes | 2021-08-13 | Yes | Complete
21INR0467 | Apogee Wind | Haskell | West | 393.24 | 2023-07-31 | Wind | 143211 | 2022-05-13 | Yes | 2020-03-27 | Yes | Complete | New COD | Tap 345kV 6235 Mulberry - 6076 Foxtail
|  | Haskell | West |  | 2023-07-31 | Wind | 143214 | 2022-05-13 | Yes | 2020-03-27 | Yes | Complete
|  | Haskell | West |  | 2023-07-31 | Wind | 143215 | 2022-05-13 | Yes | 2020-03-27 | Yes | Complete
|  | Haskell | West |  | 2023-07-31 | Wind | 143216 | 2022-05-13 | Yes | 2020-03-27 | Yes | Complete
|  | Haskell | West |  | 2023-07-31 | Wind | 143212 | 2022-05-13 | Yes | 2020-03-27 | Yes | Complete
|  | Haskell | West |  | 2023-07-31 | Wind | 143213 | 2022-05-13 | Yes | 2020-03-27 | Yes | Complete
|  | Haskell | West |  | 2023-07-31 | Wind | 143217 | 2022-05-13 | Yes | 2020-03-27 | Yes | Complete
19INR0117 | Roadrunner Crossing Wind | Eastland | North | 128 | 2023-12-31 | Wind | 151481 | 2021-04-17 | Yes | 2020-09-17 | Yes | Complete |  | 68051 Reata 345kV
20INR0129 | Foxtrot Wind | Bee | South | 268.2 | 2023-08-01 | Wind | 163471 | 2020-05-05 | Yes | 2021-07-30 | Yes | Complete | New COD | AEP 88689 Tango 345kV station
|  | Bee | South |  | 2023-08-01 | Wind | 163472 | 2020-05-05 | Yes | 2021-07-30 | Yes | Complete
|  | Bee | South |  | 2023-08-01 | Wind | 163473 | 2020-05-05 | Yes | 2021-07-30 | Yes | Complete
20INR0202 | Rueter Solar | Bosque | North | 200 | 2025-12-31 | Solar | 68000-68091 | 2020-10-15 | No |  | No | Incomplete | Inactive | New 345kV LST Skydancer Station (tap 345kV line between West Shackelford #68000 to Navarro #68091)
20INR0216 | Starr Solar Ranch | Starr | South | 136.66 | 2024-06-01 | Solar | 120391 | 2020-10-01 | Yes | 2020-11-19 | Yes | Complete |  | 8795 Roma 138kV
20INR0248 | Second Division Solar | Brazoria | Coastal | 100.5 | 2024-01-15 | Solar | 43110 - 43380 | 2020-10-14 | No | - | No | Complete |  | Tap 138 kV SANBER_POI_8 (Bus# 43110) to WEST COLUMBIA (Bus# 43380) Ckt 60 Line
21INR0021 | Green Holly Solar | Dawson | West | 413.6 | 2024-12-31 | Solar | 59900 - 79641 | 2020-05-19 | No | - | No | Incomplete |  | tap 345kV 59900 Longdraw - 79641 Farmland
21INR0022 | Red Holly Solar | Dawson | West | 260 | 2024-05-31 | Solar | 59900 - 79641 | 2020-10-19 | No | - | No | Incomplete |  | tap 345kV 59900 Longdraw - 79641 Farmland
21INR0031 | Indigo Solar | Fisher | West | 125 | 2024-12-16 | Solar | 68001 - 68000 | 2022-09-15 | No | - | No | Incomplete |  | tap 345kV 68001 Clayton 345kV - 68000 Wshack
21INR0406 | Buffalo Creek | Fort Bend | Houston | 438.75 | 2023-10-31 | Solar | 111861 | 2020-04-16 | Yes | 2020-05-06 | Yes | Complete | New COD | tap 345kV 44000 WA Parish – 44040 BAILEY
|  | Fort Bend | Houston |  | 2023-10-31 | Solar | 111862 | 2020-04-16 | Yes | 2020-05-06 | Yes | Complete
20INR0130 | Plainview Solar | Wharton | South | 514 | 2023-10-31 | Solar | 112141 | 2020-05-29 | Yes | 2020-10-07 | Yes | Complete |  | 44200 Hillje 345kV
|  | Wharton | South |  | 2023-10-31 | Solar | 112146 | 2020-05-29 | Yes | 2020-10-07 | Yes | Complete
20INR0236 | Old Hickory Solar | Jackson | South | 225.7 | 2025-05-01 | Solar | 112351 | 2020-06-30 | Yes | 2021-04-12 | Yes | Incomplete |  | OLD_HCKRY_5 bus 5323 345 kV
16INR0085 | Priddy Wind | Mills | North | 302.4 | 2023-07-30 | Wind | 151851 | 2020-08-13 | Yes | 2021-03-29 | Yes | Complete | New COD | tap 345kV 1444 Brown – 3422 Killeen
|  | Mills | North |  | 2023-07-30 | Wind | 151852 | 2020-08-13 | Yes | 2021-03-29 | Yes | Complete
20INR0203 | Pine Forest Solar | Hopkins | North | 305 | 2025-06-29 | Solar | 1696 - 2514 | 2020-07-29 | No | - | No | Incomplete | New COD | Monticello Switch – Allen Switch 345 kV Line
20INR0266 | Tres Bahias Solar | Calhoun | Coastal | 195 | 2023-10-18 | Solar | 120261 | 2020-08-07 | Yes | 2020-10-07 | Yes | Complete | Energization approved on 06/26/2023 | 8140 Joslin 138kV
21INR0263 | Monarch Creek Wind | Throckmorton | West | 351 | 2025-12-31 | Wind | 60515 - 1421 | 2020-08-24 | No | - | No | Incomplete |  | Tap 345kV 60515 Clear Crossing - 1421 Willow Creek Switch (North Circuit)
22INR0205 | Sbranch Solar | Wharton | South | 233.52 | 2024-01-31 | Solar | 112091 | 2020-07-26 | Yes | 2020-10-07 | Yes | Complete |  | Tap 138kV 44190 East Bernard - 44130 Caney
22INR0257 | Corazon Solar Phase II | Webb | South | 203.9 | 2025-01-12 | Solar | 80219 | 2020-08-04 | No | - | No | Incomplete |  | 80219 Lobo 345kV
22INR0352 | Sparta Solar | Bee | South | 252.35 | 2023-11-30 | Solar | 163321 | 2020-08-14 | Yes | 2020-08-17 | Yes | Complete | New COD | AEP 8689 Tango 345kV station
|  | Bee | South |  | 2023-11-30 | Solar | 163322 | 2020-08-14 | Yes | 2020-08-17 | Yes | Complete
18INR0073 | Sweetwater 1 repower | Nolan | West | 3 | 2023-09-30 | Wind | 180151 | 2002-10-23 | No | - | No | Complete |  | 71050 Bitter Creek 345kV
19INR0131 | Rowland Solar I | Fort Bend | Houston | 101.75 | 2023-06-15 | Solar | 112611 | 2020-09-23 | Yes | 2021-10-27 | Yes | Complete | New COD | tap 345kV 44005 WAP - 44090 Cedar Creek
20INR0217 | CAROL wind | Potter | Panhandle | 165.42 | 2024-10-19 | Wind | 23906 | 2020-09-11 | No | - | No | Incomplete |  | 23906 AJ Swope 345kV
20INR0222 | Tyson Nick Solar | Lamar | North | 90.06 | 2024-12-15 | Solar | 1700 | 2020-08-28 | No | - | No | Complete |  | 1700 Toco 138kV
21INR0221 | Samson Solar 1 | Lamar | North | 250 | 2023-06-30 | Solar | 143621 | 2020-08-26 | Yes | 2020-08-26 | Yes | Complete |  | tap both 345kV 1685 FarmersVl - 1695 Moses ckts
|  | Lamar | North |  | 2023-06-30 | Solar | 143622 | 2020-08-26 | Yes | 2020-08-26 | Yes | Complete
21INR0274 | Carol Solar | Potter | Panhandle | 223.2 | 2025-12-31 | Solar | 23906 | 2020-09-11 | No | - | No | Incomplete |  | 23906 AJ Swope 345kV
21INR0278 | Fighting Jays Solar | Fort Bend | Houston | 351.29 | 2023-12-23 | Solar | 112491 | 2020-06-22 | Yes | 2021-07-29 | Yes | Complete |  | tap 345kV 44000 WA Parish - 44200 Hillje c64
|  | Fort Bend | Houston |  | 2023-12-23 | Solar | 112492 | 2020-06-22 | Yes | 2021-07-29 | Yes | Complete
21INR0351 | 7V Solar | Fayette | South | 240.63 | 2024-04-30 | Solar | 170771 | 2020-09-01 | Yes | 2022-10-07 | Yes | Complete |  | tap 138kV 7248 Flatonia - 7274 Plum
|  | Fayette | South |  | 2024-04-30 | Solar | 170772 | 2020-09-01 | Yes | 2022-10-07 | Yes | Complete
21INR0389 | Hollywood Solar | Wharton | South | 353.41 | 2024-06-30 | Solar | 112041 | 2020-08-28 | Yes | 2023-02-03 | Yes | Complete |  | tap 345kV 44200 Bailey-44040 Hillje ckt 72
|  | Wharton | South |  | 2024-06-30 | Solar | 112042 | 2020-08-28 | Yes | 2023-02-03 | Yes | Complete
21INR0490 | Samson Solar 2 | Lamar | North | 203 | 2024-12-15 | Solar | 143911 | 2020-08-27 | Yes | 2021-04-12 | Yes | Complete |  | 345 kV TTRSW 11688
|  | Lamar | North |  | 2024-12-15 | Solar | 143912 | 2020-08-27 | Yes | 2021-04-12 | Yes | Complete
21INR0491 | Samson Solar 3 | Lamar | North | 250 | 2023-08-31 | Solar | 143571 | 2020-08-27 | Yes | 2020-08-27 | Yes | Complete | New COD | tap both 345kV 1685 FarmersVl - 1695 Moses ckts
|  | Lamar | North |  | 2023-08-31 | Solar | 143572 | 2020-08-27 | Yes | 2020-08-27 | Yes | Complete
21INR0019 | Zier Solar | Kinney | South | 162.99 | 2024-03-05 | Solar | 183621 | 2020-10-22 | Yes | 2022-09-27 | Yes | Complete | New COD | 78255 Pinto Creek 138kV
21INR0413 | Big Star Solar | Bastrop | South | 203.1 | 2023-09-29 | Solar | 170601 | 2020-10-02 | Yes | 2020-12-04 | Yes | Complete |  | Tap 345kV 9074 Lytton - 9073 Holman
|  | Bastrop | South |  | 2023-09-29 | Solar | 170602 | 2020-10-02 | Yes | 2020-12-04 | Yes | Complete
20INR0050 | Castro Solar | Castro | Panhandle | 222.95 | 2025-05-02 | Solar | 23912 | 2020-11-30 | No | - | No | Incomplete |  | 23912 Ogallala 345kV
20INR0120 | Vortex Wind | Throckmorton | West | 350 | 2023-05-17 | Wind | 151801 | 2020-12-01 | Yes | 2021-03-25 | Yes | Complete |  | loop 345kV 60515 Clear Crossing - 1421 WillowCr 345kV
|  | Throckmorton | West |  | 2023-05-17 | Wind | 151801 | 2020-12-01 | Yes | 2021-03-25 | Yes | Complete
|  | Throckmorton | West |  | 2023-05-17 | Wind | 151802 | 2020-12-01 | Yes | 2021-03-25 | Yes | Complete
|  | Throckmorton | West |  | 2023-05-17 | Wind | 151802 | 2020-12-01 | Yes | 2021-03-25 | Yes | Complete
20INR0205 | Roseland Solar | Falls | North | 254 | 2023-07-11 | Solar | 152131 | 2020-12-10 | Yes | 2021-08-18 | Yes | Complete |  | tap 345kV 3390 Jewett - 3399 Ratsnake
20INR0208 | Signal Solar | Hunt | North | 51.79 | 2025-03-15 | Solar | 6879 - 6883 | 2020-10-23 | Yes | 2023-06-12 | Yes | Incomplete | New COD | tap 138kV 6879 Wieland - 6883 Quinlan N
20INR0210 | Hopkins Solar | Hopkins | North | 253.08 | 2023-12-31 | Solar | 11688 - 11689 | 2020-09-25 | Yes | 2023-04-28 | Yes | Complete |  | tap 345kV 11688 THORNTRE - 11689 CYCLONE
21INR0387 | Anchor Wind | Eastland | North | 98.9 | 2023-06-16 | Wind | 151601 | 2020-11-30 | Yes | 2020-12-02 | Yes | Complete |  | 345 kV Aspire Station (68011)
20INR0097 | El Sauz Ranch | Willacy | Coastal | 301.5 | 2023-11-05 | Wind | 163411 | 2021-01-27 | Yes | 2021-10-14 | Yes | Complete | New COD | 8663 EL SAUZ POI 345kV
|  | Willacy | Coastal |  | 2023-11-05 | Wind | 163412 | 2021-01-27 | Yes | 2021-10-14 | Yes | Complete
20INR0255 | Renegade Project | Deaf Smith | Panhandle | 515.66 | 2024-12-31 | Solar | 23910 - 23906 | 2021-01-04 | No | - | Yes | Incomplete | New site name Sufficient financial security | Tap 345kV 23910 Windmill - 23906 AJ Swope
21INR0226 | Equinox Solar 1 | Starr | South | 200 | 2026-12-30 | Solar | 80355 | 2021-01-28 | No | - | No | Incomplete |  | 80355 Del Sol 345kV
21INR0323 | Spanish Crown | Falls | North | 103.1 | 2023-02-10 | Solar | 151701 | 2021-01-13 | Yes | 2021-01-28 | Yes | Complete |  | Tap 138kV 3420 Temple Pecan Creek - 3410 Lake Creek (138 kV Cow Bayou Switch, a new switching station)
21INR0341 | Space City Solar | Wharton | South | 609.74 | 2025-07-01 | Solar | 112261 | 2021-01-06 | Yes | 2021-01-11 | Yes | Incomplete |  | 44200 Hillje 345kV
21INR0391 | Grandslam Solar | Atascosa | South | 121.89 | 2025-03-01 | Solar | 5700 | 2021-01-29 | No | - | No | Incomplete |  | 5700 Miracle Lake 138kV
22INR0202 | Delilah Solar 1 | Lamar | North | 300 | 2024-06-30 | Solar | 143701 | 2020-12-22 | Yes | 2021-03-23 | Yes | Complete |  | tap both 345kV 1685 FarmersVl - 1695 Moses ckts
|  | Lamar | North |  | 2024-06-30 | Solar | 143702 | 2020-12-22 | Yes | 2021-03-23 | Yes | Complete
22INR0203 | Delilah Solar 2 | Lamar | North | 317.58 | 2025-04-15 | Solar | 143751 | 2020-12-22 | Yes | 2021-03-23 | Yes | Complete |  | 345 kV TTRSW 11688
|  | Lamar | North |  | 2025-04-15 | Solar | 143752 | 2020-12-22 | Yes | 2021-03-23 | Yes | Complete
|  | Lamar | North |  | 2025-04-15 | Solar | 143753 | 2020-12-22 | Yes | 2021-03-23 | Yes | Complete
22INR0254 | Pisgah Ridge Solar | Navarro | North | 253.85 | 2023-05-15 | Solar | 152381 | 2021-01-27 | Yes | 2022-02-28 | Yes | Complete |  | tap 345kV 68091 Navarro - 46020 Limestone
|  | Navarro | North |  | 2023-05-15 | Solar | 152382 | 2021-01-27 | Yes | 2022-02-28 | Yes | Complete
20INR0026 | Longbow Solar | Brazoria | Coastal | 78.15 | 2023-07-07 | Solar | 112661 | 2021-01-06 | Yes | 2021-11-01 | Yes | Complete | New COD | 42110 Angelton - 42870 Liverpool 138kV
20INR0080 | Frye Solar | Swisher | Panhandle | 514.1 | 2024-03-15 | Solar | 144311 | 2021-02-06 | Yes | 2023-01-31 | Yes | Complete |  | Kress sub KRSSW 23913 345 kV
|  | Swisher | Panhandle |  | 2024-03-15 | Solar | 144312 | 2021-02-06 | Yes | 2023-01-31 | Yes | Complete
21INR0220 | Maleza Solar | Wharton | South | 254.94 | 2024-12-01 | Solar | 113251 | 2021-01-27 | Yes | 2022-12-08 | Yes | Incomplete |  | tap 345kV 44200 Hillje - 44040 Bailey
21INR0421 | Armadillo Solar | Navarro | North | 204 | 2024-10-15 | Solar | 3478 | 2021-02-02 | No | - | Yes | Incomplete |  | 3478 Navarro 138kV
22INR0242 | Bright Arrow Solar | Hopkins | North | 305.07 | 2024-05-02 | Solar | 120441 | 2021-02-18 | Yes | 2021-03-01 | Yes | Complete | Energization approved on 06/28/2023 New COD | 11689 CYCLONE 345 KV
|  | Hopkins | North |  | 2024-05-02 | Solar | 120442 | 2021-02-18 | Yes | 2021-03-01 | Yes | Complete
22INR0360 | Jade Solar | Scurry | West | 326.6 | 2023-10-24 | Solar | 183401 | 2021-01-22 | Yes | 2021-05-03 | Yes | Complete | New COD | tap 345kV 11305 Dermott - 59904 Cottonwood
|  | Scurry | West |  | 2023-10-24 | Solar | 183402 | 2021-01-22 | Yes | 2021-05-03 | Yes | Complete
21INR0428 | Nabatoto Solar North | Leon | North | 365.7 | 2025-02-01 | Solar | 967 - 46020 | 2021-02-26 | No | - | No | Incomplete |  | tap 345kV 967 Gibbons Creek - 46020 Limestone ckt 50
21INR0434 | Golinda Solar | Falls | North | 103.1 | 2023-05-12 | Solar | 152031 | 2021-03-21 | Yes | 2021-01-28 | Yes | Complete |  | Tap 138kV 3420 Temple Pecan Creek - 3410 Lake Creek
22INR0223 | Eiffel Solar | Lamar | North | 241 | 2023-10-30 | Solar | 144261 | 2021-03-19 | Yes | 2022-10-28 | Yes | Complete |  | POI changed to Double Tap 138kV 1693 Paris SW - 11770 Lamar Blossom Tap and 1693 Paris SW - 1768 Deport Rea
22INR0274 | Crowded Star Solar II | Jones | West | 188.8 | 2025-12-31 | Solar | 68001 - 68004 | 2019-12-17 | No | - | No | Incomplete |  | tap 345kV 68001 Claytonville – 68004 Phantom Hill c2
20INR0249 | Appaloosa Run Wind | Upton | West | 175 | 2023-07-07 | Wind | 135731 | 2021-04-12 | Yes | 2022-04-21 | Yes | Complete |  | tap 138kV 60361 Santarita - 76032 NMcCamey
|  | Upton | West |  | 2023-07-07 | Wind | 135732 | 2021-04-12 | Yes | 2022-04-21 | Yes | Complete
21INR0538 | Blue Jay Solar II | Grimes | North | 68.95 | 2023-06-23 | Solar | 120331 | 2020-10-26 | Yes | 2020-12-02 | Yes | Complete | New COD | 4 Iola 138kV
21INR0539 | Anchor Wind II | Eastland | North | 128.7 | 2023-06-16 | Wind | 151921 | 2020-11-30 | Yes | 2021-04-30 | Yes | Complete |  | tap 345kV 68008 LATIMER - 68010 ROMNEY
|  | Eastland | North |  | 2023-06-16 | Wind | 151921 | 2020-11-30 | Yes | 2021-04-30 | Yes | Complete
22INR0412 | Andromeda Solar | Scurry | West | 326.6 | 2023-08-30 | Solar | 183521 | 2021-04-01 | Yes | 2022-04-12 | Yes | Complete | New COD | Tap 345kV 11305 Dermott - 60706 Kirchhoff C
|  | Scurry | West |  | 2023-08-30 | Solar | 183522 | 2021-04-01 | Yes | 2022-04-12 | Yes | Complete
22INR0326 | Inertia Wind | Haskell | West | 301.3 | 2023-07-07 | Wind | 144062 | 2021-05-04 | Yes | 2021-10-08 | Yes | Complete |  | tap 345kV 60515 Clear Crossing - 6104 Smoky Hill
|  | Haskell | West |  | 2023-07-07 | Wind | 144061 | 2021-05-04 | Yes | 2021-10-08 | Yes | Complete
|  | Haskell | West |  | 2023-07-07 | Wind | 144061 | 2021-05-04 | Yes | 2021-10-08 | Yes | Complete
22INR0374 | Inertia Solar | Haskell | West | 202.39 | 2025-12-31 | Solar | 144064 | 2023-05-10 | Yes | 2021-10-08 | Yes | Incomplete |  | tap 345kV 60515 Clear Crossing - 6104 Smoky Hill
20INR0164 | BPL Files Solar | Hill | North | 148.7 | 2023-07-26 | Solar | 152331 | 2021-03-10 | Yes | 2022-02-10 | yes | Complete |  | tap 345kV 1906 Venus - 68090 Sam
22INR0270 | Brass Fork Solar 1 | Haskell | West | 304.78 | 2025-12-01 | Solar | 144011 | 2021-06-14 | Yes | 2021-06-25 | Yes | Incomplete |  | Tap 345kV 60703 Gauss - 60514 Clear Crossing (60712 QUASAR)
22INR0283 | Peregrine Solar | Goliad | South | 303.36 | 2024-03-01 | Solar | 163521 | 2021-06-19 | Yes | 2021-07-02 | Yes | Complete |  | tap 345kV 8624 Grissom – 8164 Coleto Creek
23INR0047 | Charger Solar | Refugio | Coastal | 406.77 | 2025-05-31 | Solar | 163641 | 2021-06-05 | Yes | 2022-04-04 | Yes | Complete |  | tap 345kV 8249 Angstrom – 5915 STP
18INR0058 | Texana Solar | Wharton | South | 152.34 | 2024-09-27 | Solar | 113161 | 2021-06-30 | Yes | 2022-11-03 | Yes | Complete |  | 8675 TEXNAPOI4A 138kV
19INR0177 | Crawfish | Wharton | South | 163.2 | 2023-12-31 | Wind | 112981 | 2021-07-06 | Yes | 2022-05-13 | Yes | Complete |  | 8679 Arroz4A 138kV
20INR0074 | Pitts Dudik Solar | Hill | North | 49.6 | 2023-08-18 | Solar | 152831 | 2021-05-10 | Yes | 2022-04-27 | Yes | Complete | Energization approved on 06/19/2023 | 138 kV Ash Creek Switch (#3473)
20INR0230 | Markum Solar | McLennan | North | 161.54 | 2024-10-31 | Solar | 152231 | 2021-06-28 | Yes | 2021-10-04 | Yes | Incomplete |  | 177 Bosque 138kV
21INR0375 | Grizzly Ridge Solar | Hamilton | North | 101.68 | 2023-07-31 | Solar | 151971 | 2021-06-09 | Yes | 2021-06-09 | Yes | Complete | New COD | 69kV 178 Pottsville
21INR0395 | SunRay | Uvalde | South | 200 | 2024-07-13 | Solar | 183571 | 2021-07-07 | Yes | 2022-08-24 | Yes | Complete | Inactive | tap 138kV 8234 Uvalde - 8241 Razorback
22INR0211 | Schoolhouse Solar | Lee | South | 150.84 | 2025-09-22 | Solar | 7040 - 13429 | 2021-07-11 | No | - | No | Incomplete |  | tap 345kV 7040 Austrop - 13429 Sandow
21INR0324 | Board Creek Wind | Navarro | North | 299.2 | 2023-07-30 | Wind | 120541 | 2021-08-19 | Yes | 2022-04-05 | Yes | Complete | New COD | 345kV 3386 Outlaw Switch
|  | Navarro | North |  | 2023-07-30 | Wind | 120542 | 2021-08-19 | Yes | 2022-04-05 | Yes | Complete
21INR0362 | Oystercatcher Solar | Ellis | North | 220.33 | 2024-08-20 | Solar | 1906 - 68091 | 2021-08-20 | No | - | No | Incomplete |  | tap 345kV 1906 Venus - 68091 Navarro
22INR0335 | Estonian Solar | Delta | North | 202.5 | 2024-10-15 | Solar | 152581 | 2021-08-12 | Yes | 2022-04-21 | Yes | Incomplete |  | tap 138kV 17011 Enloe POI – 1816 Commerce Switch
|  | Delta | North |  | 2024-10-15 | Solar | 152582 | 2021-08-12 | Yes | 2022-04-21 | Yes | Incomplete
22INR0404 | Fence Post Solar | Navarro | North | 237.31 | 2024-07-12 | Solar | 152731 | 2021-08-12 | Yes | 2022-04-28 | Yes | Complete |  | tap 138kV 3127 Trinidad – 3483 Goodloe
|  | Navarro | North |  | 2024-07-12 | Solar | 152732 | 2021-08-12 | Yes | 2022-04-28 | Yes | Complete
20INR0086 | Arroyo Solar | Cameron | Coastal | 180 | 2024-04-30 | Solar | 8318 - 8317 | 2021-09-28 | No | - | Yes | Incomplete |  | 345 KV Tap #8318 Rio Hondo - #8317 La Palma
22INR0359 | Dileo Solar | Bosque | North | 71.4 | 2023-08-18 | Solar | 153081 | 2021-09-17 | Yes | 2022-07-06 | Yes | Complete | Energization approved on 06/22/2023 | tap 69kV 37470 TN Olsen - 37420 TN Lake Whitney
22INR0363 | Hayhurst Texas Solar | Culberson | West | 24.76 | 2023-11-01 | Solar | 135981 | 2021-09-09 | Yes | 2022-04-29 | Yes | Complete |  | tap 138 kV Three Mile Draw Switch – Horseshoe Springs Switch Line
23INR0180 | Jackalope Solar | San Patricio | Coastal | 156.4 | 2024-07-31 | Solar | 163571 | 2021-09-30 | Yes | 2021-10-18 | Yes | Complete |  | 8173 Gibbs 138kV
|  | San Patricio | Coastal |  | 2024-07-31 | Solar | 163572 | 2021-09-30 | Yes | 2021-10-18 | Yes | Complete
21INR0325 | Sheep Creek Wind | Callahan | West | 153 | 2023-12-31 | Wind | 68051 | 2021-10-01 | Yes | 2023-05-01 | Yes | Complete |  | 68051 Reata 345kV
21INR0493 | Ellis Solar | Ellis | North | 81 | 2023-08-15 | Solar | 152281 | 2021-04-15 | Yes | 2021-10-26 | Yes | Complete | Synchronization approved on 06/14/2023 New COD | tap 138kV 2300 Cottonwd_T- 2310 Midlothian_Txi
22INR0482 | Rowland Solar II | Fort Bend | Houston | 202.81 | 2024-06-15 | Solar | 112612 | 2020-09-23 | Yes | 2021-10-27 | Yes | Complete |  | tap 345kV 44005 WAP - 44090 Cedar Creek
22INR0506 | Roseland Solar II | Falls | North | 254 | 2023-11-14 | Solar | 152132 | 2020-12-10 | Yes | 2021-10-26 | Yes | Complete |  | tap 345kV 3390 Jewett - 3399 Ratsnake
|  | Falls | North |  | 2023-11-14 | Solar | 152133 | 2020-12-10 | Yes | 2021-10-26 | Yes | Complete
21INR0344 | Lunis Creek Solar SLF | Jackson | South | 617.12 | 2024-12-31 | Solar | 113111 | 2021-10-29 | Yes | 2022-09-27 | Yes | Incomplete |  | tap 345 kV Static (#8676) - South Texas Project (#5915)
21INR0257 | Mercury Solar | Hill | North | 206.11 | 2024-06-30 | Solar | 152431 | 2021-10-18 | Yes | 2022-03-21 | Yes | Complete |  | 68092 Liberty Station 345kV
23INR0153 | Mercury II Solar | Hill | North | 206.11 | 2024-06-30 | Solar | 152481 | 2021-10-18 | Yes | 2022-03-21 | Yes | Complete |  | 68092 Liberty Station 345kV
23INR0027 | Cachena Solar SLF | Wilson | South | 600 | 2025-12-31 | Solar | 170671 | 2021-11-23 | Yes | 2021-11-29 | Yes | Incomplete |  | Tap 345KV 5133 Elmcreek - 5323 Old Hickory
23INR0045 | GP Solar | Van Zandt | North | 121.97 | 2025-05-15 | Solar | 120691 | 2021-12-29 | Yes | 2021-12-13 | Yes | Complete |  | Tap 138kV 6829 Glen Pine - 6833 Explorer
23INR0111 | GULF STAR SOLAR | Wharton | South | 300.5 | 2024-02-01 | Solar | 112871 | 2021-10-01 | Yes | 2021-11-05 | Yes | Complete | New size New site name | 44880 Waterh_POI_5 345kV
|  | Wharton | South |  | 2024-02-01 | Solar | 112872 | 2021-10-01 | Yes | 2021-11-05 | Yes | Complete
|  | Wharton | South |  | 2024-02-01 | Solar | 112873 | 2021-10-01 | Yes | 2021-11-05 | Yes | Complete
|  | Wharton | South |  | 2024-02-01 | Solar | 112875 | 2021-10-01 | Yes | 2021-11-05 | Yes | Complete
23INR0162 | Redonda Solar | Zapata | South | 253.21 | 2024-12-01 | Solar | 163691 | 2021-12-28 | Yes | 2022-04-27 | Yes | Incomplete |  | tap 345kV 80307 Del Sol - 80225 Cenizo
19INR0203 | Angelo Solar | Tom Green | West | 195.41 | 2024-05-03 | Solar | 76009 | 2021-12-03 | Yes | 2023-05-01 | Yes | Complete |  | 76009 Twin Buttes 345kV
21INR0268 | Greyhound Solar | Ector | West | 608.7 | 2025-05-01 | Solar | 11010 - 1018 | 2022-01-15 | No | - | No | Incomplete |  | tap 345kV 11010 Wolf - 1018 Moss
22INR0295 | Coral Solar | Falls | North | 151.6 | 2023-12-15 | Solar | 153191 | 2021-12-29 | Yes | 2022-08-05 | Yes | Complete | Energization approved on 06/28/2023 | tap 138kV 3410 Lake Creek Switch - 3582 Falls County
|  | Falls | North |  | 2023-12-15 | Solar | 153192 | 2021-12-29 | Yes | 2022-08-05 | Yes | Complete
22INR0409 | Stampede Solar | Hopkins | North | 255.69 | 2024-12-20 | Solar | 120591 | 2021-12-15 | Yes | 2022-04-11 | Yes | Complete | New COD | tap 345kV 1685 Farmersville - 11688 Thorn Tree ckt 1
|  | Hopkins | North |  | 2024-12-20 | Solar | 120592 | 2021-12-15 | Yes | 2022-04-11 | Yes | Complete
23INR0007 | Outpost Solar | Webb | South | 513.7 | 2024-10-31 | Solar | 163931 | 2022-01-11 | Yes | 2022-11-07 | Yes | Incomplete |  | Tap 345kV 80219 Lobo - 5709 Fowlerton
23INR0021 | Hornet Solar | Swisher | Panhandle | 611 | 2024-08-30 | Solar | 144211 | 2021-12-06 | Yes | 2021-12-22 | Yes | Complete |  | tap 345kV 23914 Tule Canyon - 23912 Ogallala
23INR0035 | Starling Solar | Gonzales | South | 123 | 2024-10-04 | Solar | 7224 - 7245 | 2021-12-03 | No | - | No | Incomplete |  | tap 138kV 7224 Luling - 7245 Gonzales
22INR0251 | Shaula I Solar | DeWitt | South | 205.2 | 2025-10-30 | Solar | 170901 | 2022-02-16 | Yes | 2023-03-27 | Yes | Incomplete |  | tap 345kV 5133 Elm Creek - 5915 SO TEX ckt 1
22INR0454 | DR Solar | Culberson | West | 46.02 | 2024-06-01 | Solar | 136161 | 2022-02-07 | Yes | 2022-08-24 | Yes | Complete |  | tap 138kV 11112 Chimney Well - 11271 Owl Hill
22INR0455 | Blue Sky Sol | Crockett | West | 101.2 | 2024-06-15 | Solar | 136101 | 2022-02-01 | Yes | 2022-02-07 | Yes | Incomplete |  | 6562 Friends Ranch 138kV
19INR0023 | Monte Alto 2 Wind | Willacy | Coastal | 272.76 | 2024-12-30 | Wind | 8318 - 8383 | 2022-03-22 | No | - | Yes | Incomplete |  | tap 345kV 8318 Rio Hondo - 8383 N Edinburg
20INR0035 | Angus Solar | Bosque | North | 112 | 2025-04-01 | Solar | 153241 | 2021-12-06 | Yes | 2022-08-24 | Yes | Complete | New COD | tap 138kV 177 Bosque - 181 Cayote
20INR0040 | Montgomery Ranch Wind | Foard | West | 200.2 | 2024-02-29 | Wind | 60500 - 60506 | 2022-03-22 | No | - | Yes | Incomplete |  | tap 345kV 60500 Edith Clark – 60506 Avogrado
21INR0401 | Young Wind | Young | West | 499.14 | 2023-07-07 | Wind | 152531 | 2022-02-18 | Yes | 2022-03-31 | Yes | Complete |  | Tap 345kV 60515 Clear Crossing - 1421 Willow Creek
|  | Young | West |  | 2023-07-07 | Wind | 152532 | 2022-02-18 | Yes | 2022-03-31 | Yes | Complete
|  | Young | West |  | 2023-07-07 | Wind | 152533 | 2022-02-18 | Yes | 2022-03-31 | Yes | Complete
21INR0458 | Porter Solar | Denton | North | 245.83 | 2024-03-31 | Solar | 153141 | 2022-02-03 | Yes | 2022-08-18 | Yes | Complete |  | tap 345kv 1429 Jacksboro - 1730 Krum West
22INR0356 | Jungmann Solar | Milam | South | 40.21 | 2024-12-31 | Solar | 3643 - 3689 | 2022-02-15 | No | - | No | Complete |  | Tap 69kV 3643 Temp SS - 3689 Marak c1
23INR0026 | Baker Branch Solar | Lamar | North | 469.42 | 2024-06-15 | Solar | 1692 - 1690 | 2022-02-14 | No | - | Yes | Incomplete |  | tap 345kV 1692 Paris - 1690 Valley
23INR0070 | Chillingham Solar | Bell | North | 359.37 | 2024-12-31 | Solar | 3687 | 2022-02-04 | No | - | No | Complete |  | 3687 Bell County East 345kV
20INR0250 | Aguayo Wind | Mills | North | 196 | 2023-07-15 | Wind | 153031 | 2022-04-29 | Yes | 2022-05-02 | Yes | Complete | New COD | tap 345kV 1444 Brown - 3422 Killeen
20INR0296 | Sand Bluff Wind Repower | Glasscock | West | 89.5 | 2023-06-15 | Wind | 131142 | 2006-11-11 | Yes | 2022-05-02 | No | Complete | New COD | 1333 McDonald 138kV
|  | Glasscock | West |  | 2023-06-15 | Wind | 131142 | 2006-11-11 | Yes | 2022-05-02 | No | Complete
|  | Glasscock | West |  | 2023-06-15 | Wind | 131142 | 2006-11-11 | Yes | 2022-05-02 | No | Complete
21INR0256 | Amsterdam Solar | Brazoria | Coastal | 509.88 | 2025-03-01 | Solar | 43035 - 42500 | 2022-02-17 | No | - | No | Incomplete | New COD | tap 345kV 43035 Oasis - 42500 Dow c27
23INR0231 | Rocinante Solar | Gonzales | South | 95 | 2024-11-01 | Solar | 7595 - 7621 | 2022-04-25 | No | - | No | Incomplete |  | tap 138kV 7595 Deer Creek - 7621 Nixon
21INR0499 | Neptune Solar | Jackson | South | 204.65 | 2023-12-22 | Solar | 112771 | 2000-05-30 | Yes | 2022-04-11 | Yes | Complete |  | 110471 Formosa 138 kV
22INR0267 | Shaula II Solar | DeWitt | South | 205.2 | 2026-05-30 | Solar | 170901 | 2022-04-27 | Yes | 2023-03-27 | Yes | Incomplete |  | tap 345kV 5133 Elm Creek - 5915 SO TEX ckt 1
22INR0502 | Shamrock | Crockett | West | 223.92 | 2024-07-01 | Wind | 7053 - 76005 | 2022-05-13 | Yes | 2023-04-28 | Yes | Complete |  | Tap 345 kV 7053 Noelke - 76005 Schneeman
23INR0044 | Parliament Solar | Waller | Houston | 484.56 | 2024-10-28 | Solar | 44900 - 967 | 2022-05-26 | No | - | No | Incomplete |  | Tap 345kV 44900 Zenith - 967 Gibbons Creek ckt 18
21INR0546 | Anchor Wind III | Eastland | North | 16 | 2023-06-16 | Wind | 2315-01-25 | 2020-11-30 | Yes | 2020-12-02 | Yes | Complete |  | 345 kV Aspire Station (68011)
20INR0047 | Siete | Webb | South | 375.06 | 2024-10-31 | Wind | 163811 | 2022-06-30 | Yes | 2022-07-19 | Yes | Incomplete |  | 345kV 8718 Triada
21INR0393 | Talitha Solar | Jim Wells | South | 131.03 | 2024-06-30 | Solar | 5660 | 2022-06-08 | No | - | Yes | Complete |  | 5660 Orange Grove 138kV
22INR0342 | Matagorda Solar | Matagorda | Coastal | 101 | 2023-12-28 | Solar | 555 | 2022-06-08 | No | - | No | Complete |  | 5555 Shropshire 69kV
22INR0354 | XE MURAT Solar | Harris | Houston | 60.36 | 2024-05-13 | Solar | 40391 - 40130 | 2022-03-04 | No | - | Yes | Complete |  | tap 138kV 40391 Crosby C66 - 40130 Atascocita
22INR0511 | Gransolar Texas One | Milam | South | 50 | 2024-12-31 | Solar | 3659 - 116 | 2022-02-09 | No | - | No | Complete |  | Tap 138kV 3659 Thorndale North - 116 Salty
22INR0517 | Ray Gulf Wind | Wharton | South | 207 | 2025-06-30 | Wind | 44040 | 2022-05-13 | No | - | No | Incomplete | New COD | 44040 Bailey 345kV
23INR0160 | Grimes County Solar | Grimes | North | 210 | 2025-03-15 | Solar | 120751 | 2022-06-23 | Yes | 2022-09-21 | Yes | Complete |  | 2 Keith Switch 138kV
23INR0223 | Garcitas Creek Solar | Jackson | South | 201.94 | 2025-03-31 | Solar | 113051 | 2022-06-30 | Yes | 2022-08-24 | Yes | Incomplete |  | Tap 345 kV 5915 South Texas Project – 8249 Angstrom
22INR0562 | Anchor Wind IV | Eastland | North | 19.32 | 2023-06-16 | Wind | 151921 | 2020-11-30 | Yes | 2021-04-30 | Yes | Complete |  | 345 kV Aspire Station (68011)
20INR0269 | Texas Solar Nova 2 | Kent | West | 201.14 | 2023-12-29 | Solar | 143116 | 2021-07-16 | Yes | 2022-07-29 | Yes | Complete |  | 138kV 59909 WETT Nova Prime
23INR0084 | Lavaca Bay Solar | Matagorda | Coastal | 243.46 | 2024-12-04 | Solar | 424400 - 47532 | 2022-06-15 | No | - | Yes | Complete |  | tap 345 kV REFUGE 42400 - JONES CREEK 47532 ckt 27
23INR0089 | Donegal Solar | Dickens | Panhandle | 204.2 | 2024-11-30 | Solar | 59904 | 2022-07-25 | No | - | No | Incomplete |  | 59904 Cottonwood 345kV
21INR0210 | Adamstown Solar | Wichita | West | 254.15 | 2025-05-31 | Solar | 1730 - 6101 | 2022-08-08 | No | - | No | Complete |  | tap 345kV 1730 West Krum - 6101 Riley
21INR0368 | Eliza Solar | Kaufman | North | 151.9 | 2024-11-01 | Solar | 2478 - 3103 | 2022-08-04 | Yes | 2023-02-17 | Yes | Incomplete | New COD | tap 345kV 2478 Royse - 3103 Shamburger
23INR0144 | Galactic Solar | Grayson | North | 205.2 | 2024-03-01 | Solar | 1744 - 11704 | 2022-08-12 | No | - | No | Complete |  | Tap 138kV 1744 Gordonville - 11704 Sherman West
23INR0300 | Greater Bryant G Solar | Midland | West | 41.6 | 2024-06-01 | Solar | 1124 - 1023 | 2022-07-18 | No | - | No | Complete |  | Tap 138kV 1124 Midessa S – 1023 Midland E Circuit 1
21INR0203 | Eastbell Milam Solar | Milam | South | 244.86 | 2023-11-30 | Solar | 170821 | 2022-09-02 | Yes | 2022-11-03 | Yes | Complete |  | 345 kV Bell County East Switch (bus# 3687) - TNP One (bus# 39950) circuit 2
21INR0223 | Tulsita Solar | Goliad | South | 260.99 | 2024-12-31 | Solar | 163881 | 2022-09-19 | Yes | 2022-10-03 | Yes | Complete |  | Tap 138kV 8590 Tuleta - 8595 Euler
21INR0304 | Halo Solar | Bell | North | 254 | 2023-11-11 | Solar | 3687 - 39950 | 2022-08-18 | No | - | Yes | Complete |  | tap 345kV 3687 Bell E - 39950 TNTNP One, one-fourth from Bell
21INR0353 | Big Elm Solar | Bell | North | 203.64 | 2024-07-31 | Solar | 153291 | 2022-09-01 | Yes | 2022-09-08 | Yes | Incomplete |  | 345kV #3404 Belfalls Switch
22INR0397 | Buckeye Corpus Fuels Solar | Nueces | Coastal | 57.59 | 2025-02-22 | Solar | 163981 | 2022-09-19 | Yes | 2022-12-05 | Yes | Complete |  | 8858 McKenzie 138kV
22INR0550 | BLUE SUMMIT I REPOWER | Wilbarger | West | 4.4 | 2023-07-01 | Wind | 140381 | 2012-02-22 | Yes | 2022-04-29 | No | Complete |  | 61001 JIM TREECE 345kV
23INR0080 | Soda Lake Solar 2 SLF | Crane | West | 202.59 | 2023-12-12 | Solar | 76026 | 2022-03-23 | No | - | No | Incomplete |  | 76026 Soda Lake 138kV
24INR0015 | Five Wells Solar | Bell | North | 322.82 | 2023-12-29 | Solar | 153381 | 2022-09-01 | Yes | 2023-03-22 | Yes | Complete |  | 3687 Bell Country East 345kV
21INR0253 | Ulysses Solar | Coke | West | 150 | 2024-11-01 | Solar | 183681 | 2022-10-03 | Yes | 2022-12-05 | Yes | Incomplete |  | tap 345kV 6444 Red Creek - 60040 Bluff Creek
21INR0424 | Tierra Bonita Solar | Pecos | West | 309.68 | 2024-08-01 | Solar | 844 | 2022-09-08 | No | - | Yes | Incomplete | New COD | 844 Nevilesw 345kV
22INR0279 | Clutch City Solar I SLF | Brazoria | Coastal | 204.17 | 2025-09-30 | Solar | 42960 - 42100 | 2022-09-30 | No | - | No | Complete |  | tap 138kV 42960 Mustang Bayou – 42100 Hudson CKT #04
22INR0281 | Pink Solar | Hunt | North | 151 | 2023-12-16 | Solar | 971 | 2022-08-30 | No | - | No | Incomplete |  | 971 Pruitt 138kV
23INR0061 | Noria Solar DCC | Nueces | Coastal | 145 | 2025-09-01 | Solar | 85000 | 2022-10-12 | No | - | Yes | Incomplete | New COD | 85000 Nelson Sharpe 345kV
23INR0155 | Umbra (Stockyard) Solar | Franklin | North | 210 | 2024-12-31 | Solar | 1695 - 11699 | 2022-10-11 | No | - | No | Complete |  | tap 345kV 1695 Monticello - 11699 Woodard
23INR0235 | Hoyte Solar | Milam | South | 203.97 | 2024-06-01 | Solar | 64 - 32 | 2022-10-14 | No | - | No | Complete |  | Tap 138kV 64 Milano - 32 Robertson
23INR0296 | Trojan Solar | Cooke | North | 151.25 | 2026-02-28 | Solar | 11735 | 2022-10-10 | No | - | No | Complete | New size COD | 11735 Cedar Elm Switch 345kV
23INR0054 | Tanglewood Solar | Brazoria | Coastal | 257 | 2025-01-16 | Solar | 113341 | 2022-11-01 | Yes | 2023-02-10 | yes | Complete |  | Tap 345kV 42500 Dow - 43035 Oasis Ckt 18
24INR0023 | Compadre Solar | Hill | North | 406.3 | 2024-12-11 | Solar | 68090 - 1907 | 2022-11-12 | No | - | No | Incomplete | New COD | tap 345kV 68090 Sam Switch - 1907 Venus
21INR0379 | Ash Creek Solar | Hill | North | 408.85 | 2024-11-30 | Solar | 68090 | 2022-11-11 | No | - | No | Complete |  | 68090 SAM SW 345kV
22INR0307 | Desert Vine Solar | Zapata | South | 121.29 | 2024-12-01 | Solar | 8957 - 8299 | 2022-12-16 | No | - | Yes | Incomplete |  | Tap 138kV 8957 Lopeno - 8299 Zapata
21INR0511 | Wolf Ridge Repower | Cooke | North | 9 | 2024-12-31 | Wind | 140281 | 2007-11-01 | Yes | 2023-03-31 | Yes | Complete | Sufficient financial security | 730 Wolf Ridge 138kV
23INR0093 | Alila Solar | San Patricio | Coastal | 256.5 | 2024-10-30 | Solar | 8249 | 2023-01-03 | No | - | Yes | Complete | New COD | 8249 Angstrom 345kV
24INR0038 | SP Jaguar Solar | McLennan | North | 300 | 2025-06-30 | Solar | 13405 - 68090 | 2022-09-12 | No | - | Yes | Complete |  | Tap 345kV 13405 Tradinghouse SES - 68090 Sam Switch
24INR0093 | Oriana Solar | Victoria | South | 201.3 | 2025-05-01 | Solar | 5502 - 5584 | 2023-02-27 | No | - | No | Complete |  | Tap 138kV 5502 Rayburn - 5584 Vanderbilt
23INR0150 | Cradle Solar | Brazoria | Coastal | 225 | 2025-01-02 | Solar | 42500 - 43035 | 2023-03-15 | No | - | No | Complete |  | tap 345kV 42500 Dow - 43035 Oasis ckt 18
21INR0515 | Roadrunner Crossing Wind II | Eastland | North | 126.72 | 2023-12-31 | Wind | 68005 - 68050 | 2020-04-17 | Yes | 2023-05-01 | Yes | Complete |  | tap 345kV 68005 WShack - 68050 Romney
23INR0040 | Dori BQ Solar | Harris | Houston | 50.42 | 2024-06-01 | Solar | 47210 - 42680 | 2022-12-01 | No | - | No | Complete |  | tap 138kV 47210 Holmes – 42680 Garden Villas
23INR0058 | Erin Solar | Wharton | South | 202.5 | 2025-05-31 | Solar | 44040 | 2023-03-22 | No | - | No | Complete |  | 44040 Bailey 345 kV
23INR0114 | True North Solar | Falls | North | 240 | 2024-05-31 | Solar | 3384 - 3390 | 2023-04-20 | No | - | Yes | Complete | Sufficient financial security | Tap 345 kV St. Johns Switch (3384) – Jewett Switch (3390)
23INR0387 | Pioneer DJ Wind | Midland | West | 140.32 | 2024-04-20 | Wind | 23863 | 2023-04-04 | Yes | 2023-04-28 | Yes | Complete |  | 138 kV Driver station (Bus #: 23863)
19INR0054 | Monte Cristo 1 Wind | Hidalgo | South | 236.9 | 2024-12-31 | Wind | 180251 | 2023-05-09 | No | - | Yes | Incomplete | Sufficient financial security | 8574 Pomelo 345kV
|  | Hidalgo | South |  | 2024-12-31 | Wind | 180252 | 2023-05-09 | No | - | Yes | Incomplete
21INR0302 | Aureola Solar | Milam | South | 203 | 2024-01-02 | Solar | 3687 - 39950 | 2022-09-19 | No | - | Yes | Complete |  | tap 345kV 3687 Bell E - 39950 TNTNP One, one-third from Bell
21INR0303 | Mandorla Solar | Milam | South | 254 | 2024-01-02 | Solar | 3687 - 39950 | 2022-09-19 | No | - | Yes | Complete |  | tap 345kV 3687 Bell E - 39950 TNTNP One, one-half from Bell
22INR0559 | Honeycomb Solar | Bee | South | 61.1 | 2025-06-01 | Solar | 8107 | 2023-05-01 | No | - | Yes | Incomplete | New COD | 69 kV Tynan Substation (#8107)
23INR0057 | Duffy Solar | Matagorda | Coastal | 545.21 | 2025-05-31 | Solar | 44200 - 5915 | 2023-04-12 | No | - | Yes | Complete |  | Tap 345kV 44200 Hilje and 5915 STP c64
23INR0637 | Goodnight Wind II | Armstrong | Panhandle | 258.3 | 2023-12-30 | Wind | 79500 - 79503 | 2019-08-18 | Yes | 2023-05-01 | Yes | Complete |  | tap 345kV 79500 Alibates - 79503 Tule Canyon CKT2
24INR0031 | Stoneridge Solar | Milam | South | 200.64 | 2024-12-15 | Solar | 13429-7040 | 2023-05-15 | No | - | Yes | Complete |  | Tap 345 kV 13429 SANDOW SWITCH - 7040 AUSTROP
22INR0261 | Dorado Solar | Callahan | West | 406.25 | 2025-12-31 | Solar | 68051 | 2023-06-19 | No | - | No | Incomplete | New | 68051 Reata 345kV
23INR0091 | Cascade Solar | Brazoria | Coastal | 254.2 | 2024-12-31 | Solar | 43035-43020 | 2023-04-17 | No | - | Yes | Complete | New | 345kV Oasis (43035) – Seabreeze (43020) circuit 27
23INR0118 | Blevins Solar | Falls | North | 271.5 | 2025-07-01 | Solar | 3414-3409 | 2023-06-17 | No | - | Yes | Complete | New | tap 345kV 3414 Temple Switch - 3409 Lake Creek
23INR0202 | Erath County Solar | Erath | North | 207.4 | 2025-12-31 | Solar | 68020-68030 | 2023-06-01 | No | - | Yes | Incomplete | New | tap 345kV 68020 Romney1E - 68030 KopperlW
24INR0059 | Cuchillas Solar | Webb | South | 305.6 | 2024-11-21 | Solar | 80219 | 2023-06-20 | No | - | No | Incomplete | New | 80219 Lobo 345kV
24INR0166 | Stillhouse Solar | Bell | North | 215.06 | 2025-06-01 | Solar | 3687-39950 | 2023-06-07 | No | - | No | Complete | New | tap 345kV 3687 Bell_E_5 to 39950 TNP One Plant Switchyard CKT 2
25INR0055 | Three W Solar | Hill | North | 111.6 | 2025-06-01 | Solar | 3522-237 | 2023-03-28 | No | - | No | Complete | New | tap 138kV 3522 Hillboro1_8 - 237 Blanton CKT 1
23INR0528 | TAVENER 2 | Fort Bend | Houston | 98.04 | 2023-11-17 | Solar | 42420 | 2019-06-30 | Yes | 2021-04-29 | Yes | Complete | Synchronization approved on 05/23/2023 | 42420 Beasly Substation 138kV
Total |  |  |  | 51273.19
21INR0532 | Brazos Wind Repower | Scurry | West | 22.4 | 2023-08-14 | Wind | 1064 | - | Yes | 2022-08-03 | Yes | Complete | NO IA | 1064 Sun 138kV

## BESS Projects with IA
Dispatch of Proposed BESS Projects with signed IAs
INR | Site Name | County | Zone | Nameplate Capacity as per GIS (MW) | Expected Commercial Date | Fuel | Bus Number | IA Signed On | Meets Section 6.9 Requirements (1)(b) through (1)(d) |  | Sufficient Financial Security Received by TSP | Full Interconnection Study (FIS) status | Remarks | POI Location as per GIS Report
21INR0029 | Green Holly Storage | Dawson | West | 50 | 2024-05-31 | Battery | 59900-23924 | 2020-10-19 | No | - | No | Incomplete |  | tap 345kV 59900 Longdraw - 79641 Farmland
21INR0033 | Red Holly Storage | Dawson | West | 50 | 2024-05-31 | Battery | 59900-23924 | 2020-10-19 | No | - | No | Incomplete |  | tap 345kV 59900 Longdraw - 79641 Farmland
20INR0281 | Queen BESS | Upton | West | 51.06 | 2023-07-14 | Battery | 135581 | 2020-08-06 | Yes | 2021-06-28 | Yes | Complete | New COD | 842 GPL King Mountain 345kV
22INR0325 | Dickens BESS | Dickens | Panhandle | 200.8 | 2023-12-31 | Battery | 143691 | 2020-11-03 | Yes | 2021-01-14 | Yes | Complete | New site name | 59904 Cottonwood 345kV
20INR0246 | Ryan Energy Storage | Coryell | North | 50 | 2024-10-21 | Battery | 153131 | 2021-02-18 | Yes | 2022-08-03 | Yes | Complete |  | 37580 TNPancake 69kV
22INR0322 | Paleo BESS | Hale | Panhandle | 200.8 | 2023-12-31 | Battery | 143901 | 2021-02-05 | Yes | 2021-02-05 | Yes | Complete | New site name | 23920 Blackwater Draw 345kV
21INR0474 | Anchor BESS | Eastland | North | 71.45 | 2023-06-16 | Battery | 151911 | 2021-03-15 | Yes | 2021-04-16 | Yes | Complete |  | 345 kV Aspire Station (68011)
|  | Eastland | North |  | 2023-06-16 | Battery | 151912 | 2021-03-15 | Yes | 2021-04-16 | Yes | Complete
21INR0473 | Vortex BESS | Throckmorton | West | 121.83 | 2023-06-03 | Battery | 151901 | 2021-04-23 | Yes | 2021-04-27 | Yes | Complete |  | loop 345kV 60515 Clear Crossing - 1421 WillowCr 345kV
22INR0328 | Inertia BESS | Haskell | West | 13 | 2023-12-13 | Battery | 144062 | 2021-05-04 | Yes | 2021-10-08 | Yes | Complete | New COD | tap 345kV 60515 Clear Crossing - 6104 Smoky Hill
22INR0372 | Hydra BESS | Pecos | West | 200.8 | 2023-12-21 | Battery | 135601 | 2021-05-08 | Yes | 2021-09-21 | Yes | Complete | New site name New COD | 76002 Bakersfield 345kV
22INR0375 | Inertia BESS 2 | Haskell | West | 100.77 | 2025-03-31 | Battery | 144065 | 2023-05-10 | Yes | 2021-10-08 | Yes | Incomplete |  | tap 345kV 60515 Clear Crossing - 6104 Smoky Hill
22INR0349 | BRP Antlia BESS | Val Verde | West | 70.95 | 2024-12-01 | Battery | 183671 | 2021-06-05 | Yes | 2022-11-03 | Yes | Complete | New COD | 88999 ANTLAPOI4A 138kV
22INR0388 | BRP Cachi BESS | Guadalupe | South | 202.46 | 2024-12-31 | Battery | 7680 | 2021-06-11 | No | - | No | Incomplete |  | 7680 Clear Springs 138kV
21INR0469 | Big Star Storage | Bastrop | South | 80 | 2023-10-25 | Battery | 170651 | 2020-10-02 | Yes | 2021-08-18 | Yes | Complete |  | Tap 345kV 9074 Lytton - 9073 Holman
22INR0384 | Pavo BESS | Pecos | West | 175.8 | 2024-03-27 | Battery | 135591 | 2021-07-15 | Yes | 2021-07-29 | Yes | Complete | New site name New COD | 38430 TN White Baker 138kV
22INR0485 | House Mountain | Brewster | West | 63 | 2023-10-26 | Battery | 135781 | 2021-07-07 | Yes | 2022-04-21 | Yes | Complete | New COD | 6674 Bronco 69kV
23INR0072 | Tortolas BESS | Brazoria | Coastal | 50.3 | 2023-12-31 | Battery | 112541 | 2021-07-15 | Yes | 2021-07-30 | Yes | Complete | New site name | 39030 Alvin 138kV
20INR0290 | River Valley Storage 1 | Williamson | South | 51.5 | 2023-06-23 | Battery | 170661 | 2021-08-25 | Yes | 2021-11-01 | Yes | Complete | New COD | 3650 Elgin SS 138kV
20INR0293 | River Valley Storage 2 | Williamson | South | 51.5 | 2023-06-23 | Battery | 170662 | 2021-08-25 | Yes | 2021-11-01 | Yes | Complete | New COD | 3650 Elgin SS 138kV
22INR0336 | Estonian Storage | Delta | North | 101.6 | 2024-02-24 | Battery | 152583 | 2021-08-12 | Yes | 2022-04-21 | Yes | Complete |  | tap 138kV 17011 Enloe POI – 1816 Commerce Switch
22INR0353 | BRP Carina BESS | Nueces | Coastal | 151.85 | 2024-12-31 | Battery | 8479 | 2021-08-03 | No | - | Yes | Complete |  | 8479 Clarkwood 138kV
22INR0405 | Fence Post BESS | Navarro | North | 71.59 | 2024-06-19 | Battery | 152733 | 2021-08-12 | Yes | 2022-04-27 | Yes | Complete |  | tap 138kV 3127 Trinidad – 3483 Goodloe
22INR0551 | Wolf Tank Storage | Webb | South | 155.48 | 2023-07-01 | Battery | 163741 | 2021-11-04 | Yes | 2022-04-29 | Yes | Complete | New COD | 80221 LOBO 138kV
22INR0495 | TIMBERWOLF BESS 2 | Crane | West | 150 | 2023-09-01 | Battery | 136211 | 2021-10-08 | Yes | 2023-02-01 | Yes | Complete | Energization approved on 06/15/20233 | 76635 King Mt 138kV
23INR0343 | Guajillo Energy Storage | Webb | South | 201.09 | 2024-09-30 | Battery | 163801 | 2021-12-21 | Yes | 2022-06-27 | Yes | Complete |  | 80219 Lobo Substation 345kV
20INR0268 | Pyron BESS II | Nolan | West | 30.2 | 2023-07-07 | Battery | 180960 | 2007-10-15 | Yes | 2022-01-28 | Yes | Complete | New COD | 1048 Tonkawas 345kV
|  | Nolan | West |  | 2023-07-07 | Battery | 181031 | 2007-10-15 | Yes | 2022-01-28 | Yes | Complete
22INR0280 | Roseland Storage | Falls | North | 51.63 | 2023-06-30 | Battery | 152139 | 2022-01-26 | Yes | 2022-01-31 | Yes | Complete | New COD | tap 345kV 3390 Jewett - 3399 Ratsnake
22INR0368 | Padua Grid BESS | Bexar | South | 50.84 | 2024-12-31 | Battery | 170721 | 2021-11-16 | Yes | 2022-08-24 | Yes | Incomplete |  | 5395 O.W Sommers 138kV
22INR0410 | Stampede BESS | Hopkins | North | 71.59 | 2024-09-21 | Battery | 120592 | 2021-12-15 | Yes | 2022-04-11 | Yes | Complete | New COD | tap 345kV 1685 Farmersville - 11688 Thorn Tree ckt 1
22INR0509 | Turquoise Storage | Hunt | North | 196.21 | 2023-07-31 | Battery | 152681 | 2021-10-22 | Yes | 2022-04-27 | Yes | Complete | New COD | 6950 Wallace Switch 138kV
23INR0239 | Giga Texas Energy Storage | Travis | South | 131.05 | 2023-12-15 | Battery | 170871 | 2021-12-03 | Yes | 2023-02-01 | Yes | Complete |  | 7047 Hornsby 345kV
23INR0369 | Anemoi Energy Storage | Hidalgo | South | 205 | 2023-12-20 | Battery | 163861 | 2022-01-05 | Yes | 2022-07-28 | Yes | Complete |  | 8574 POMELO 345kV
22INR0327 | Hummingbird Storage | Denton | North | 103.8 | 2024-02-24 | Battery | 153341 | 2022-02-23 | Yes | 2022-09-20 | Yes | Complete |  | 1730 Krum 345kV
22INR0366 | BRP Libra BESS | Guadalupe | South | 206.21 | 2023-11-27 | Battery | 170881 | 2022-02-16 | Yes | 2023-02-10 | Yes | Complete |  | 5133 Elm Creek 345kV
21INR0484 | Mustang Creek Storage | Jackson | South | 70.5 | 2023-08-15 | Battery | 111581 | 2019-01-04 | Yes | 2022-02-21 | Yes | Complete |  | tap 138kV 5523 ETP - 78104 Ricebird new sub Galow
22INR0302 | Bright Arrow Storage | Hopkins | North | 103.56 | 2023-09-19 | Battery | 120441 | 2022-03-17 | Yes | 2022-08-01 | Yes | Complete |  | 11689 CYCLONE 345 KV
22INR0401 | Eval Storage | Cameron | Coastal | 255 | 2024-06-01 | Battery | 80229 | 2022-02-03 | No | - | Yes | Complete |  | 80229 Cavazos 138kV
23INR0079 | Chillingham Storage | Bell | North | 153.75 | 2024-12-31 | Battery | 3687 | 2022-02-04 | No | - | No | Complete |  | 3687 Bell County East 345kV
21INR0443 | Cottonwood Bayou Storage | Brazoria | Coastal | 150.83 | 2024-10-31 | Battery | 42870 - 43070 | 2022-03-18 | No | - | No | Incomplete |  | tap 138kV 42870 Liverpool - 43070 Petson
22INR0338 | Limousin Oak Storage | Grimes | North | 104.62 | 2024-02-23 | Battery | 120741 | 2022-04-01 | Yes | 2022-07-29 | Yes | Complete |  | 44645 Singleton 345kV
22INR0417 | Amsterdam Storage | Brazoria | Coastal | 201.13 | 2025-03-01 | Battery | 43035 - 42500 | 2022-04-14 | No | - | No | Incomplete | New COD | tap 345kV 43035 Oasis - 42500 Dow c27
22INR0552 | Sowers Storage | Kaufman | North | 200.83 | 2024-12-01 | Battery | 153361 | 2022-04-22 | Yes | 2022-12-05 | Yes | Complete |  | 6894 Rose Hill_RC Sub 138 kV
23INR0232 | Rocinante BESS | Gonzales | South | 33 | 2024-11-01 | Battery | 7595 - 7621 | 2022-04-25 | No | - | No | Incomplete |  | tap 138kV 7595 Deer Creek - 7621 Nixon
22INR0398 | Sabal Storage | Cameron | Coastal | 18 | 2023-09-30 | Battery | 5761 | 2022-10-31 | Yes | 2022-05-02 | Yes | Complete | New COD | 5761 Paredes 138kV
23INR0154 | Ebony Energy Storage | Comal | South | 208.41 | 2024-04-01 | Battery | 170891 | 2022-05-31 | Yes | 2023-02-10 | Yes | Complete |  | 5180 Green Mountain 138kV
23INR0166 | Great Kiskadee Storage | Hidalgo | South | 103.05 | 2024-08-01 | Battery | 163871 | 2022-06-30 | Yes | 2022-09-20 | Yes | Incomplete |  | 8951 Stewart Rd 138kV
23INR0371 | Rodeo Ranch Energy Storage | Reeves | West | 307.46 | 2023-11-06 | Battery | 136151 | 2022-02-01 | Yes | 2022-07-28 | Yes | Complete | New COD | 38021 WORSHAM 138kV
|  | Reeves | West |  | 2023-11-06 | Battery | 136152 | 2022-02-01 | Yes | 2022-07-28 | Yes | Complete
22INR0490 | Callisto I Energy Center | Harris | Houston | 203.04 | 2024-06-01 | Battery | 113101 | 2022-05-17 | Yes | 2022-09-20 | Yes | Incomplete |  | 47150 HO Clarke 138kV
22INR0549 | Tanzanite Storage | Henderson | North | 257.72 | 2024-12-01 | Battery | 120801 | 2022-07-15 | Yes | 2022-11-04 | Yes | Incomplete |  | 6867 NORTH ATHENS 138kV
23INR0103 | Burksol BESS | Dickens | Panhandle | 100.54 | 2024-11-30 | Battery | 59904 | 2022-11-17 | No | - | No | Incomplete |  | 59904 Cottonwood 345kV
23INR0340 | Larkspur Energy Storage | Upton | West | 307.46 | 2025-01-31 | Battery | 71213 | 2022-02-28 | No | - | No | Incomplete |  | 71213 Benedum 138kV
21INR0027 | Zier Storage | Kinney | South | 40.41 | 2024-03-05 | Battery | 183621 | 2020-10-22 | Yes | 2022-09-27 | Yes | Complete | New COD | 78255 Pinto Creek 138kV
21INR0209 | Adamstown Storage | Wichita | West | 116.9 | 2025-05-31 | Battery | 1730 - 6101 | 2022-08-08 | No | - | No | Complete |  | tap 345kV 1730 West Krum - 6101 Riley
21INR0450 | Danish Fields Storage | Wharton | South | 152.43 | 2023-12-31 | Battery | 44200 | 2022-06-13 | No | - | Yes | Complete |  | 44200 Hillje 345kV
21INR0505 | Ramsey Storage | Wharton | South | 510.4 | 2024-06-01 | Battery | 44200 | 2022-08-11 | No | - | Yes | Complete |  | 44200 Hillje 345kV
24INR0147 | Citadel BESS | Harris | Houston | 201.32 | 2024-05-07 | Battery | 113331 | 2022-07-29 | Yes | 2023-01-19 | Yes | Complete | FIS complete | 40390 Crosby 138kV
24INR0306 | Arroyo Storage SLF | Cameron | Coastal | 0 | 2024-04-30 | Battery | 8318 - 8317 | 2022-08-10 | No | - | No | Incomplete |  | Tap 345kV 8318 Rio Hondo - 8317 La Palma (New Gulch Substation )
21INR0492 | Stockyard Grid Batt | Tarrant | North | 150.6 | 2024-03-29 | Battery | 153351 | 2022-10-26 | Yes | 2022-10-26 | Yes | Complete |  | 2082 Hicks 138kV
23INR0062 | Noria Storage | Nueces | Coastal | 75 | 2025-09-01 | Battery | 85000 | 2022-10-12 | Yes | 2023-04-12 | Yes | Incomplete | New COD | 85000 Nelson Sharpe 345kV
23INR0124 | Coral Storage | Falls | North | 99 | 2023-12-15 | Battery | 153191 | 2022-10-28 | Yes | 2022-11-07 | Yes | Complete |  | tap 138kV 3410 Lake Creek Switch - 3582 Falls County
|  | Falls | North |  | 2023-12-15 | Battery | 153192 | 2022-10-28 | Yes | 2022-11-07 | Yes | Complete
23INR0156 | Umbra (Stockyard) BESS | Franklin | North | 73 | 2024-12-31 | Battery | 1695 - 11699 | 2022-10-11 | No | - | No | Complete |  | tap 345kV 1695 Monticello - 11699 Woodard
23INR0354 | Bordertown BESS | Starr | South | 106.15 | 2025-01-31 | Battery | 8796 | 2022-10-12 | No | - | Yes | Incomplete |  | 8796 Roma 138kV
23INR0363 | Brazos Bend BESS | Fort Bend | Houston | 101.64 | 2024-04-15 | Battery | 113301 | 2022-10-18 | Yes | 2022-11-16 | Yes | Complete |  | 138 kV Fort Bend Switch (#44280)
21INR0517 | Tidwell Prairie Storage 1 | Robertson | North | 200 | 2024-12-02 | Battery | 39950 - 3400 | 2022-11-03 | No | - | Yes | Incomplete | New Capacity | 39950 TNP ONE PLANT 345kV - 3400 TWIN OAK
22INR0260 | Eliza Storage | Kaufman | North | 100.2 | 2024-11-01 | Battery | 2478 - 3103 | 2022-08-04 | Yes | 2023-02-17 | Yes | Incomplete | New COD | tap 345kV 2478 Royse - 3103 Shamburger
23INR0287 | BRP Avila BESS | Pecos | West | 164.95 | 2024-12-01 | Battery | 38340 | 2023-02-06 | No | - | Yes | Complete | New COD | 38340 TN Airport 138kV
23INR0290 | BRP Zeya BESS | Galveston | Houston | 256.83 | 2024-12-01 | Battery | 38740 | 2023-01-20 | No | - | Yes | Complete | New COD | 38740 Heights 138kV
23INR0331 | Talitha BESS | Jim Wells | South | 61.39 | 2024-06-30 | Battery | 5660 | 2022-11-30 | Yes | 2023-04-04 | Yes | Complete |  | 5660 Orange Grove Switching Station 138 kV
23INR0419 | SOHO BESS | Brazoria | Coastal | 206.32 | 2025-01-01 | Battery | 113321 | 2022-12-01 | Yes | 2023-01-19 | Yes | Complete | New COD | 43035 Oasis 345kV
23INR0470 | BoCo BESS | Borden | West | 153.34 | 2024-06-22 | Battery | 59906 | 2022-12-09 | No | - | No | Incomplete |  | 59906 Long Draw 138kV
21INR0442 | Myrtle Storage | Brazoria | Coastal | 155.04 | 2023-12-15 | Battery | 113311 | 2022-06-13 | Yes | 2023-01-31 | Yes | Complete |  | 42110 Angleton 138kV
22INR0429 | Sun Valley BESS | Hill | North | 101.4 | 2023-09-10 | Battery | 152181 | 2023-01-27 | Yes | 2023-01-31 | Yes | Complete |  | tap 345kV 68090 Sam Sw - 3405 Tradinghouse
|  | Hill | North |  | 2023-09-10 | Battery | 152182 | 2023-01-27 | Yes | 2023-01-31 | Yes | Complete
22INR0422 | Ferdinand Grid BESS | Bexar | South | 202.65 | 2025-05-31 | Battery | 5260 | 2022-11-28 | No | - | No | Incomplete |  | 5260 Leon Creek 138kV
22INR0524 | St. Gall I Energy Storage | Pecos | West | 102.6 | 2023-12-28 | Battery | 136221 | 2023-01-10 | Yes | 2023-01-19 | Yes | Complete | New COD | 38355 TNLeon Creek 138kV
24INR0039 | SP Jaguar BESS | McLennan | North | 300 | 2025-06-30 | Battery | 13405 - 68090 | 2022-09-12 | No | - | Yes | Complete |  | Tap 345kV 13405 Tradinghouse SES - 68090 Sam Switch
24INR0273 | Al Pastor BESS | Dawson | West | 100.8 | 2024-09-02 | Battery | 1163 | 2023-01-24 | No | - | Yes | Complete |  | 1163 Lamesa Substation 138kV
25INR0208 | Iron Belt Energy Storage | Borden | West | 401.9 | 2025-09-01 | Battery | 59900 - 59910 | 2023-01-16 | No | - | No | Incomplete |  | Long Draw (# 59900) - Volta (#59910) 345kV
23INR0159 | Five Wells Storage | Bell | North | 220.8 | 2023-12-29 | Battery | 153381 | 2023-02-27 | Yes | 2023-02-27 | Yes | Complete |  | 3687 Bell Country East 345kV
24INR0109 | Oriana BESS | Victoria | South | 61.39 | 2025-05-01 | Battery | 5502 - 5584 | 2023-02-27 | No | - | No | Incomplete | FIS incomplete | Tap 138kV 5502 Rayburn - 5584 Vanderbilt
22INR0554 | Platinum Storage | Fannin | North | 301.4 | 2025-03-14 | Battery | 1729 | 2022-11-17 | No | - | No | Incomplete |  | 1729 Valley South 345kV
23INR0350 | Fort Duncan BESS | Maverick | South | 106.15 | 2025-01-31 | Battery | 78015 | 2022-12-12 | No | - | Yes | Incomplete | Sufficient financial security | 78015 Rosita Creek 138kV
23INR0403 | Connolly Storage | Wise | North | 125.36 | 2024-08-15 | Battery | 1568 - 11568 | 2023-02-27 | No | - | No | Complete |  | Tap 138kV 1568 Allison – 11568 Flatwood
23INR0299 | Anole BESS | Dallas | North | 240.71 | 2024-09-30 | Battery | 2432 | 2023-04-26 | No | - | No | Complete |  | 2432 Tri-Corner 345kV
23INR0418 | Angelo Storage | Tom Green | West | 102.97 | 2024-05-03 | Battery | 76009 | 2021-12-03 | Yes | 2023-05-01 | Yes | Complete |  | 76009 Twin Buttes 345kV
23INR0460 | GULF STAR STORAGE | Wharton | South | 301 | 2024-02-01 | Battery | 44880 | 2023-03-23 | Yes | 2023-04-28 | Yes | Complete | New Capacity Sufficient financial security New site name | 44880 Waterh_POI_5 345kV
23INR0195 | Desert Willow BESS | Ellis | North | 154.4 | 2024-10-31 | Battery | 1906 - 1916 | 2023-05-15 | No | - | No | Complete |  | tap 345kV 1906 Venus_S5 - 1916 LiggettA1_5
23INR0351 | Seven Flags BESS | Webb | South | 100.58 | 2024-12-15 | Battery | 8295 | 2023-05-19 | No | - | Yes | Incomplete |  | 8295 Wormser Substation 138kV
23INR0361 | Third Coast BESS | Jackson | South | 101.21 | 2024-12-15 | Battery | 8125 | 2023-05-17 | No | - | Yes | Incomplete |  | 8125 Lolita substation 138kV
23INR0364 | Tierra Seca BESS | Val Verde | West | 101.21 | 2024-12-15 | Battery | 8255 | 2023-05-18 | No | - | No | Incomplete |  | 138kV 8255 HAMILTON4A (Hamilton Road Substation)
23INR0392 | Honeycomb Storage SLF | Bee | South | 0 | 2025-06-01 | Battery | 8107 | 2023-05-01 | No | - | Yes | Incomplete | New COD | 69 kV Tynan Substation (#8107)
24INR0265 | SMT Ironman BESS | Brazoria | Coastal | 304.25 | 2024-06-30 | Battery | 43035 | 2022-12-15 | No | - | No | Complete |  | 43035 Oasis Substation 345kV
24INR0302 | Pintail Pass BESS | San Patricio | Coastal | 201.2 | 2025-07-15 | Battery | 8249 | 2023-05-16 | No | - | No | Incomplete | New COD | 8249 ANGSTROM 345KV
25INR0162 | SOHO II BESS | Brazoria | Coastal | 206.32 | 2025-01-01 | Battery | 43035 | 2023-04-15 | No | - | No | Incomplete | New COD | 43035 Oasis 345kV
23INR0119 | Blevins Storage | Falls | North | 181.2 | 2025-07-01 | Battery | 3414-3409 | 2023-06-17 | No | - | Yes | Complete | New | tap 345kV 3414 Temple Switch - 3409 Lake Creek
23INR0219 | Dogfish BESS | Pecos | West | 75 | 2024-06-15 | Battery | 38331-38455 | 2023-06-01 | No | - | No | Complete | New | tap 138kV 38331 TN Alamo St – 38455 TN Holiday
24INR0196 | Dori BQ BESS | Harris | Houston | 154 | 2024-06-01 | Battery | 47210-42680 | 2023-05-31 | No | - | No | Complete | New | 138kV line Holmes (#47210) - Garden Villas (#42680); CNP
24INR0281 | Red Egret BESS | Galveston | Houston | 309 | 2025-06-01 | Battery | 38820 | 2023-06-07 | No | - | No | Incomplete | New | 38820 FREEWAY PARK 138KV
Total |  |  |  | 13995.48

## Conventional Projects with IA
Dispatch of Proposed Conventional Projects with signed IAs
INR | Site Name | County | Zone | Nameplate Capacity as per GIS (MW) | Expected Commercial Date | Fuel | Bus Number | IA Signed On | Meets Section 6.9 Requirements (1)(b) through (1)(d) |  | Sufficient Financial Security Received by TSP | Full Interconnection Study (FIS) status | Remarks | POI Location as per GIS Report
16INR0044 | Halyard Wharton | Wharton | South | 484 | 2019-08-30 13:26 | Gas | 9073-44200 | - | No | - | No | Incomplete | Inactive | tap 345kV 9073 Holman - 44200 Hillje
17INR0010 | FGE Texas 2 Gas (FGE Texas II) | Mitchell | West | 742.9 | 2019-08-30 13:41 | Gas | 1030-1058 | - | No | - | No | Incomplete | Inactive | Tap 345kV 1030 Morgan – 1058 Longshore
17INR0022 | MIRAGE | Harris | Houston | 11 | 2023-12-01 | Gas | 111161 | 2016-08-31 | Yes | 2016-10-11 | Yes | Complete | Inactive | 111161 Mirage 13.8kV
21INR0201 | Brandon | Lubbock | Panhandle | 21 | 2021-11-15 | Gas | 142761 | 2020-10-30 | Yes | 2020-10-30 | Yes | Complete |  | Brandon 12.47 kV
21INR0202 | R Massengale | Lubbock | Panhandle | 58 | 2021-11-15 | Gas | 142713 | 2020-10-30 | Yes | 2020-10-30 | Yes | Complete |  | Mackenzie 115 kV
| #N/A | Lubbock | Panhandle |  | 2021-11-15 | Gas | 142714 | 2020-10-30 | Yes | 2020-10-30 | Yes | Complete
20INR0267 | Greens Bayou Expansion | Harris | Houston | 140 | 2021-06-01 | Gas | 40715 | - | No |  | No | Incomplete | Inactive | 40715 Greens Bayou 138kV
20INR0286 | Wise County Power Repower (CT1, CT2) | Wise | North | 21 | 2023-12-23 | Gas | 150191 | 2001-03-19 | Yes | 2020-01-22 | Yes | Complete | New COD | 1421 Willow Creek 345kV
| #N/A | Wise | North |  | 2023-12-23 | Gas | 150192 | 2001-03-19 | Yes | 2020-01-22 | Yes | Complete
21INR0012 | Air Products GCA | Galveston | Houston | 14 | 2023-11-30 | Gas | 39140 | 2020-08-07 | Yes | 2023-03-13 | Yes | Complete | New COD | 39140 TNTxCityMain 69kV (Will be upgraded to 138kV)
21INR0506 | Ty Cooke | Lubbock | Panhandle | 33 | 2021-11-15 | Gas | 143671 | 2020-10-30 | Yes | 2020-10-30 | Yes | Complete |  | 59166 LP Holly 69kV
| #N/A | Lubbock | Panhandle |  | 2021-11-15 | Gas | 143672 | 2020-10-30 | Yes | 2020-10-30 | Yes | Complete
22INR0533 | Temple Generation I Repower | Bell | North | 67 | 2022-06-09 | Gas | 150908 | 2012-06-21 | Yes | 2021-10-26 | Yes | Complete |  | 3413 Knob Creek 345kV
23INR0029 | Cedar Bayou5 | Chambers | Houston | 697 | 2026-06-01 | Gas | 40000 | 2022-01-10 | No | - | No | Incomplete |  | 40000 Cedar Bayou 345kV
23INR0339 | Remy Jade Power Station | Harris | Houston | 408 | 2024-04-01 | Gas | 113211 | 2022-08-01 | Yes | 2022-11-08 | Yes | Complete |  | Tap 138 kV line from Crosby (#40390) to Highlands (#40811)
| #N/A | Harris | Houston |  | 2024-04-01 | Gas | 113212 | 2022-08-01 | Yes | 2022-11-08 | Yes | Complete
| #N/A | Harris | Houston |  | 2024-04-01 | Gas | 113213 | 2022-08-01 | Yes | 2022-11-08 | Yes | Complete
| #N/A | Harris | Houston |  | 2024-04-01 | Gas | 113214 | 2022-08-01 | Yes | 2022-11-08 | Yes | Complete
| #N/A | Harris | Houston |  | 2024-04-01 | Gas | 113215 | 2022-08-01 | Yes | 2022-11-08 | Yes | Complete
| #N/A | Harris | Houston |  | 2024-04-01 | Gas | 113216 | 2022-08-01 | Yes | 2022-11-08 | Yes | Complete
| #N/A | Harris | Houston |  | 2024-04-01 | Gas | 113217 | 2022-08-01 | Yes | 2022-11-08 | Yes | Complete
| #N/A | Harris | Houston |  | 2024-04-01 | Gas | 113218 | 2022-08-01 | Yes | 2022-11-08 | Yes | Complete
23INR0506 | Beachwood II Power Station | Brazoria | Coastal | 102 | 2024-03-01 | Gas | 113031 | 2022-08-01 | Yes | 2022-08-24 | Yes | Complete |  | 42110 Angleton 138kV
| #N/A | Brazoria | Coastal |  | 2024-03-01 | Gas | 113032 | 2022-08-01 | Yes | 2022-08-24 | Yes | Complete
23INR0472 | Frontera Energy Center | Hidalgo | South | 524 | 2023-07-14 | Gas | 160171 | 2022-11-01 | Yes | 2022-11-01 | Yes | Complete | Synchronization approved on 06/05/2023 New COD | 8980 FRONTERA4A 138kV
| #N/A | Hidalgo | South |  | 2023-07-14 | Gas | 160172 | 2022-11-01 | Yes | 2022-11-01 | Yes | Complete
| #N/A | Hidalgo | South |  | 2023-07-14 | Gas | 160173 | 2022-11-01 | Yes | 2022-11-01 | Yes | Complete
23INR0551 | Brotman II Power Station | Brazoria | Coastal | 102 | 2023-08-07 | Gas | 112967 | 2022-06-14 | Yes | 2022-07-25 | Yes | Complete | New COD | tap 138kV Rosharon 44600 – 44440 Manvel. CNP station -138kV Archer Station (#42570)
| #N/A | Brazoria | Coastal |  | 2023-08-07 | Gas | 112968 | 2022-06-14 | Yes | 2022-07-25 | Yes | Complete
24INR0382 | Remy Jade II Power Station | Harris | Houston | 102 | 2024-11-30 | Gas | 40390 - 40811 | 2022-08-01 | No | - | Yes | Complete | New size | Tap 138kV 40390 Crosby - 40811 Highlands
23INR0408 | TECO GTG2 | Harris | Houston | 50 | 2024-02-18 | Gas | 47430 | 2022-10-05 | Yes | 2023-04-20 | Yes | Complete | New COD | 47430 TECO 138 kV
21INR0500 | SkySealy | Austin | South | 149.4 | 2025-06-01 | Gas | 44700 - 44740 | 2023-02-03 | No | - | No | Complete |  | tap 138kV 44700 Gebhardt - 44740 Wallis circuit 65
25INR0223 | Uhland Maxwell | Caldwell | South | 184 | 2025-04-15 | Gas | 7050 - 7047 | 2023-03-03 | No | - | No | Incomplete |  | Clear Springs (#7050) and L_Hornsb8_1Y (#7047)
Total |  |  |  | 3910.3
20INR0221 | Rabbs Power Station | Fort Bend | Houston | 153 | 2022-05-02 | Gas | 44650 | 2020-11-18 | Yes |  | Yes | Complete |  | 44650 Smithers 345kV
22INR0597 | RABBS 2 Power Station | Fort Bend | Houston | 51 | 2022-06-23 | Gas | 44650 | 2020-11-18 | Yes |  | Yes | Complete |  | 44650 Smithers 345kV
22INR0601 | Rabbs 4 (Braes Bayou) Power Station | Fort Bend | Houston | 102 | 2022-06-23 | Gas | 44650 | 2020-11-18 | Yes |  | Yes | Complete |  | 44650 Smithers 345kV
18INR0077 | Colorado Bend 2 repower | Wharton | South | 45 | 2022-06-30 | Gas | 111144 | 2015-12-17 | Yes |  | Yes | Incomplete |  | 44040 Bailey 345kV
19INR0056 | LIGNIN (SJRR) | Harris | Houston | 100 | 2022-06-20 | Gas | 111261 | 2019-09-20 | Yes |  | Yes | Complete |  | 40260 Chamon 138kV
23INR0482 | RABBS U2 Power Station | Fort Bend | Houston | 51 | 2022-07-19 | Gas | 44650 | 2022-07-12 | Yes |  | Yes | Complete |  | 44650 Smithers 345kV
22INR0535 | Bastrop Energy Center AGP repower Phase II | Bastrop | South | 21 | 2022-08-02 | Gas | 7049 | 2000-09-20 | Yes |  | No | Complete |  | 7049 Bastrop 345kV
18INR0076 | Wolf Hollow 2 repower | Hood | North | 44 | 2022-08-25 | Gas | 1877 | - | Yes |  | No | Incomplete |  | 1877 Mitchell Bend 345kV
21INR0541 | Bastrop Energy Center AGP repower Phase I | Bastrop | South | 21 | 2022-08-02 | Gas | 7049 | - | Yes |  | No | Complete |  | 7049 Bastrop 345kV
22INR0604 | RABBS U1 Power Station | Fort Bend | Houston | 51 | 2022-09-12 | Gas | 44650 | 2020-11-18 | Yes |  | Yes | Complete |  | 44650 Smithers 345kV
16INR0054 | NASA | Harris | Houston | 12 | 2022-10-14 | Gas | 111201 | 2016-10-27 | Yes |  | Yes | Complete |  | 42970 Nasa 138kV
|  | Harris | Houston |  | 2022-10-14 | Gas | 111202 |  | Yes |  | Yes | Complete
|  | Harris | Houston |  | 2022-10-14 | Gas | 111203 |  | Yes |  | Yes | Complete
20INR0282 | Odessa-Ector Unit 2 (Block 2) Uprate Repower | Ector | West | 83 | 2022-10-26 | Gas | 130328 | 2019-11-01 | Yes |  | Yes | Complete |  | 1026 Odessa 345kV
22INR0369 | Beachwood Power Station (Mark One) | Brazoria | Coastal | 153 | 2022-11-09 | Gas | 112591 | 2021-07-21 | Yes |  | Yes | Complete |  | 42110 Angleton 138kV
19INR0014 | Formosa Increase | Calhoun | Coastal | 240 | 2023-01-18 | Gas | 111441 | 2019-04-30 | Yes |  | Yes | Complete |  | 8126 Formosa 138kV
|  | Calhoun | Coastal |  | 2023-01-18 | Gas | 111442 |  | Yes |  | Yes | Complete
|  | Calhoun | Coastal |  | 2023-01-18 | Gas | 111443 |  | Yes |  | Yes | Complete
22INR0607 | Beachwood Power Station Phase 2 (Mark One) | Brazoria | Coastal | 153 | 2023-01-06 | Gas | 112597 | 2021-07-21 | Yes |  | Yes | Complete |  | 42110 Angleton 138kV
| Texas Gulf Sulphur 1, TGS_GT01 | Wharton | South | 94 | - | Gas | - | - | - |  | - | -
21INR0512 | Colorado Bend I Expansion | Wharton | South | 78 | 2023-05-31 | Gas | 42985 | 2021-12-08 | Yes | 2022-01-24 | Yes | Complete |  | 42985 Dyann 138kV
23INR0095 | Brotman Power Station | Brazoria | Coastal | 199 | 2023-06-01 | Gas | 112963 | 2021-10-01 | Yes | 2022-07-25 | Yes | Complete | Commercial Operation | tap 138kV Rosharon 44600 – 44440 Manvel. CNP station -138kV Archer Station
|  | Brazoria | Coastal |  | 2023-06-01 | Gas | 112964 | 2021-10-01 | Yes | 2022-07-25 | Yes | Complete | Commercial Operation
|  | Brazoria | Coastal |  | 2023-06-01 | Gas | 112965 | 2021-10-01 | Yes | 2022-07-25 | Yes | Complete | Commercial Operation
|  | Brazoria | Coastal |  | 2023-06-01 | Gas | 112966 | 2021-10-01 | Yes | 2022-07-25 | Yes | Complete | Commercial Operation
23INR0613 | Brotman U1 U2 Power Station | Brazoria | Coastal | 102 | 2024-06-21 | Gas | 112961 | 2021-10-01 | Yes | 2022-07-25 | Yes | Complete | Commercial Operation | tap 138kV Rosharon 44600 – 44440 Manvel. CNP station -138kV Archer Station
|  | Brazoria | Coastal |  | 2024-06-21 | Gas | 112962 | 2021-10-01 | Yes | 2022-07-25 | Yes | Complete | Commercial Operation

## Small Gen Projects
Dispatch of Proposed Small Gen Projects
INR | Site Name | Model Ready Date | County | Zone | Nameplate Capacity as per GIS (MW) | Expected Commercial Date | Fuel | Bus Number | IA Signed | Sufficient Financial Security Received by TSP | Remarks | POI Location as per GIS Report
12INR0059b | HOVEY (Barilla Solar 1B) | 2015-09-02 | Pecos | West | 7.4 | 2023-09-30 | Solar | 181651 | 2013-12-26 | Yes |  | 60385 Solstice 138kV
22INR0596 | Grizzly Ridge BESS | 2022-09-01 | Hamilton | North | 9.95 | 2023-05-31 | Battery | 151971 | 2021-10-18 | Yes |  | Pottsville Switching Substation (Bus# 178)
23INR0477 | North Alamo BESS | 2023-05-03 | Hidalgo | South | 9.99 | 2023-09-17 | Battery | 8906 | 2022-08-12 | Yes | New site name | N_ALAMO / LD02 / BUS#8906 / 138KV
23INR0483 | Rio Nogales CT1 Rotor Replacement | 2023-04-12 | Guadalupe | South | 3.1 | 2023-06-08 | Gas | 5362 | - | No |  | Rio Nogales Substation 5362 RIONOG 345kV
23INR0507 | Bay City BESS | 2023-05-03 | Matagorda | Coastal | 9.99 | 2023-09-22 | Battery | 8133 | 2022-03-06 | Yes | Energization approved on 6/28/2023 New site name New project size | BAY_CITY / 138_12_1 / BUS#8113 / 138KV
23INR0508 | Los Fresnos BESS | 2023-06-01 | Cameron | Coastal | 9.99 | 2023-11-12 | Battery | 8333 | 2022-08-12 | Yes | New site name | L_FRESNO / LD1 / BUS#8333 / 138KV
23INR0509 | Garceno BESS | 2023-05-03 | Starr | South | 9.99 | 2023-11-19 | Battery | 8923 | 2022-08-12 | Yes | New sirte name | GARCENO / LD01 / BUS#8923 / 138KV
23INR0510 | Rio Grande City BESS | 2023-06-01 | Starr | South | 9.99 | 2023-10-01 | Battery | 8797 | 2022-08-12 | Yes | New site name | RIO_GRAN / LD02 / BUS#8797 / 69KV
23INR0511 | Mayberry BESS | 2023-06-01 | Cameron | Coastal | 9.99 | 2023-10-29 | Battery | 8109 | 2022-08-12 | Yes | New site name | MAYBERRY / LOAD1 / BUS#8109 / 138KV
23INR0512 | West Harlingen BESS | 2023-06-01 | Cameron | Coastal | 9.99 | 2023-10-14 | Battery | 8320 | - | No | New site name | Station Name (TDSP Station Code): W_HARLIN Load/Load Transformer Name: 69_12_1 PTI BUS number: 8320 Voltage in kV (Transmission Level): 69kV
23INR0513 | AEP_ELSA_ELSA_L1_(SMT Elsa) | 2023-06-01 | Hidalgo | South | 9.99 | 2023-10-22 | Battery | 8360 | - | No |  | Station Name (TDSP Station Code): ELSA Load/Load Transformer Name: ELSA_L1 PTI BUS number: 8360 Voltage in kV (Transmission Level): 138kV
23INR0514 | AEP_N_MERCED_LD01_(SMT Mercedes) | 2023-06-01 | Hidalgo | South | 9.99 | 2023-08-25 | Battery | 8358 | - | No |  | Station Name (TDSP Station Code): N_MERCED Load/Load Transformer Name: LD01 PTI BUS number: 8358 Voltage in kV (Transmission Level): 138kV
23INR0515 | AEP_S_SNRSA_LD01(SMT Santa Rosa) | 2023-06-01 | Cameron | Coastal | 9.99 | 2023-10-07 | Battery | 8359 | - | No |  | Station Name (TDSP Station Code): S_SNROSA Load/Load Transformer Name: LD01 PTI BUS number: 8359 Voltage in kV (Transmission Level): 138kV
23INR0521 | Junction BESS | 2023-02-01 | Kimble | South | 9.95 | 2023-11-07 | Battery | 6400 | 2022-08-17 | Yes | New COD | JUNCTION/LD1 Bus 6400
23INR0522 | Diboll Bess | 2023-02-01 | Angelina | North | 9.95 | 2023-11-25 | Battery | 3155 | 2022-08-22 | Yes | New COD | Station Name (TDSP Station Code): DIBOL Load/Load Transformer Name: LDLXFMR1 PTI BUS number: 3155 Voltage in kV: 138kV
23INR0523 | Damon_Storage | 2023-07-07 | Brazoria | Coastal | 5 | 2023-12-01 | Battery | 42370 | 2022-10-18 | Yes | New COD New site name | Station Name: DA Load/Load Transformer Name: TR1 PTI BUS number: 42370 Voltage in kV (Transmission Level): 138 kV
23INR0554 | Hamilton BESS | 2023-05-03 | Val Verde | West | 9.95 | 2024-02-15 | Battery | 8255 | 2022-08-05 | Yes | New COD | Station Name (TDSP Station Code): HAMILTON Load/Load Transformer Name: 1_138_12 PTI BUS number: 8255 Voltage in kV (Transmission Level): 138
23INR0565 | Garden City East BESS | 2023-06-01 | Glasscock | West | 9.95 | 2023-12-19 | Battery | 1218 | 2022-10-11 | Yes | New COD | GARDCITYE_9/LDLXFMR1/GRDNE_LD3
23INR0569 | Weil Tract BESS | 2023-06-01 | Nueces | Coastal | 9.9 | 2023-10-13 | Battery | 8482 | 2022-12-21 | Yes |  | WEIL_TRC/8482/138_12/WEIL_TRC_LD1
23INR0570 | Mineral Wells East BESS | 2023-06-01 | Palo Pinto | North | 9.95 | 2023-11-08 | Battery | 1584 | 2022-10-11 | Yes | New COD | MINWLLSE1_8/1584/LDLXFMR1
23INR0543 | Continental BESS | 2023-10-04 | Starr | South | 9.8 | 2023-12-20 | Battery | 8799 | 2023-06-05 | Yes |  | Station Name (TDSP Station Code): CONTINEN Load/Load Transformer Name: 69_12 PTI BUS number: #8799 Voltage in kV (Transmission Level): 69 kV
23INR0620 | Falfurrias BESS | 2023-10-04 | Brooks | South | 9.9 | 2024-03-07 | Battery | 8510 | 2023-04-10 | Yes |  | FALFUR/2_138_12/8510
Total |  |  |  |  | 204.7
Dispatch of Existing Small Gen Projects
INR | Site Name | County | Zone | Nameplate Capacity as per GIS (MW) | Commercial Date | Fuel | Bus Number | Remarks
22INR0580 | BRP Lopeno BESS | Zapata | South | 9.95 | 2022-02-02 | Battery | 163461
22INR0581 | BRP Pueblo I BESS | Maverick | South | 9.95 | 2022-02-07 | Battery | 163391
22INR0582 | BRP Pueblo II BESS | Maverick | South | 9.95 | 2022-03-08 | Battery | 163381
22INR0583 | BRP Zapata I BESS | Zapata | South | 9.95 | 2022-02-07 | Battery | 163371
22INR0584 | BRP Zapata II BESS | Zapata | South | 9.95 | 2022-02-04 | Battery | 163401
22INR0570 | Saddleback BESS | Reeves | West | 9.95 | 2022-05-05 | Battery | 38058
22INR0571 | Faulkner BESS | Reeves | West | 9.95 | 2022-05-19 | Battery | 38124
22INR0576 | Rattlesnake BESS | Ward | West | 9.95 | 2022-06-23 | Battery | 38110
22INR0577 | Cedarville BESS | Reeves | West | 9.95 | 2022-06-17 | Battery | 38145
22INR0574 | Coyote Springs BESS | Reeves | West | 9.95 | 2022-06-14 | Battery | 38113
22INR0577 | Cedarvale BESS | Reeves | West | 9.95 | 2022-06-17 | Battery | 38145
22INR0565 | Saragosa BESS1 (Matta Power Station) | Reeves | West | 9.95 | 2022-07-22 | Battery | 60716
22INR0572 | Catarina BESS (La Huerta BESS) | Dimmit | South | 9.95 | 2022-08-25 | Battery | 8970
22INR0575 | Lonestar BESS | Ward | West | 9.95 | 2022-08-25 | Battery | 38190
22INR0573 | Holcomb BESS (Burro BESS) | La Salle | South | 9.95 | 2023-01-20 | Battery | 8108
22INR0587 | Screwbean BESS | Culberson | West | 9.95 | 2023-01-31 | Battery | 1090
23INR0519 | Gomez BESS | Pecos | West | 9.95 | 2023-05-26 | Battery | 38471
22INR0603 | Olney BESS | Young | West | 9.95 | 2023-05-16 | Battery | 37830
- | BRP ALVIN (DGR) | Brazoria | Coastal | 9.95 | 2020 | Battery | 39030 | Based on the SARA report
- | BRP ANGELTON (DGR) | Brazoria | Coastal | 9.95 | 2020 | Battery | 39560 | Based on the SARA report
- | BRP BRAZORIA | Brazoria | Coastal | 9.95 | 2020 | Battery | 39600 | Based on the SARA report
- | BRP DICKINSON (DGR) | Galveston | Houston | 9.95 | 2021 | Battery | 38850 | Based on the SARA report
- | BRP HEIGHTS (DGR) | Galveston | Houston | 9.95 | 2020 | Battery | 38740 | Based on the SARA report
- | BRP LOOP 463 (DGR) | Victoria | South | 9.95 | 2021 | Battery | 112481 | Based on the SARA report
- | BRP MAGNOLIA (DGR) | Galveston | Houston | 9.95 | 2020 | Battery | 38950 | Based on the SARA report
- | BRP ODESSA SW (DGR) | Ector | West | 9.95 | 2020 | Battery | 135161 | Based on the SARA report
- | BRP RANCHTOWN (DGR) | Bexar | South | 9.95 | 2021 | Battery | 170591 | Based on the SARA report
- | BRP SWEENY (DGR) | Brazoria | Houston | 9.95 | 2022 | Battery | 39700 | Based on the SARA report
- | CASTLE GAP BATTERY | Upton | West | 9.9 | 2018 | Battery | 132788 | Based on the SARA report
- | COMMERCE ST ESS (DGR) | Bexar | South | 10 | 2020 | Battery | 134391 | Based on the SARA report
- | FLAT TOP BATTERY (DGR) | Reeves | West | 9.9 | 2020 | Battery | 151221 | Based on the SARA report
- | FLOWER VALLEY BATTERY (DGR) | Reeves | West | 9.9 | 2021 | Battery | 135241 | Based on the SARA report
- | HOEFSROAD BESS (DGR) | Reeves | West | 2 | 2020 | Battery | 135261 | Based on the SARA report
- | INADALE ESS | Nolan | West | 9.9 | 2018 | Battery | 180957 | Based on the SARA report
- | JOHNSON CITY BESS (DGR) | Blanco | South | 2.25 | 2020 | Battery | 177516 | Based on the SARA report
- | KINGSBERY ENERGY STORAGE SYSTEM | Travis | South | 1.5 | 2017 | Battery | - | Based on the SARA report
- | MU ENERGY STORAGE SYSTEM | Travis | South | 1.5 | 2018 | Battery | - | Based on the SARA report
- | PORT LAVACA BATTERY (DGR) | Calhoun | Coastal | 9.9 | 2020 | Battery | 111411 | Based on the SARA report
- | PROSPECT STORAGE (DGR) | Brazoria | Coastal | 9.9 | 2020 | Battery | 111421 | Based on the SARA report
- | PYRON ESS | Scurry | West | 9.9 | 2018 | Battery | 181031 | Based on the SARA report
- | RABBIT HILL ENERGY STORAGE PROJECT (DGR) | Williamson | South | 9.9 | 2020 | Battery | 177532 | Based on the SARA report
- | SNYDER (DGR) | Scurry | West | 9.95 | 2021 | Battery | 183341 | Based on the SARA report
- | SWEETWATER BESS (DGR) | Nolan | West | 9.95 | 2021 | Battery | 183331 | Based on the SARA report
- | SWOOSE BATTERY (DGR) | Ward | West | 9.9 | 2021 | Battery | 135231 | Based on the SARA report
- | TOS BATTERY STORAGE (DGR) | Midland | West | 2 | 2017 | Battery | 132931 | Based on the SARA report
- | TOYAH POWER STATION (DGR) | Reeves | West | 9.95 | 2021 | Battery | 135561 | Based on the SARA report
- | TRIPLE BUTTE (DGR) | Pecos | West | 9.18 | 2021 | Battery | 135421 | Based on the SARA report
- | WESTOVER BESS (DGR) | Ector | West | 9.95 | 2021 | Battery | 135551 | Based on the SARA report
- | WORSHAM BATTERY (DGR) | Reeves | West | 9.9 | 2020 | Battery | 134641 | Based on the SARA report
- | YOUNICOS FACILITY | Travis | South | 2 | 2015 | Battery | - | Based on the SARA report
Total |  |  |  | 447.83
``

## Newly Added Projects
New Projects added in August 2021 | [10 empty] | Changes from Last Report | GINR Project Milestone Dates
INR | Project Name | GINR Study Phase | Interconnecting Entity | POI Location | County | CDR Reporting Zone | Projected COD | Fuel | Technology | Capacity (MW) | Change indicators: Proj Name, MW Size, COD, SFS/NtP, FIS Request, Status Change INA-to-PLN | Approval Date for Submission of Proof of Site Control | Screening Study Started | Screening Study Complete | FIS Requested | FIS Approved | Economic Study Required | IA Signed | Financial Security and Notice to Proceed Provided | Air Permit | GHG Permit | Water Availability | Meets Planning Guide Section 6.9(1) Requirements for Inclusion in Planning Models | Meets All Planning Guide Section 6.9 Requirements for Inclusion in Planning Models | Meets Planning Guide QSA (Section 5.9) Prerequisites | Construction Start | Construction End | Approved for Energization | Approved for Synchronization | Comment
[12 empty] | Approval Date for Submission of Proof of Site Control | [11 empty] | Guide Section 6.9 | Meets Planning Guide
[12 empty] | Submission of Proof of | [11 empty] | Requirements for | QSA (Section 5.9)
[12 empty] | Site Control | [11 empty] | Inclusion in Planning | Prerequisites
Models
20INR0029 | Lutum Wind | SS Completed, FIS Started, No IA | EDF Renewable Energy | tap 345kV 6101 Riley - 1730 W Krum | Clay | WEST | 2024-05-15 | WIN | WT | 242 | Status Change INA-to-PLN |  | 2017-09-12 | 2017-11-07 | 2018-05-08 |  | No |  | No | Not Required | Not Required | Not Required
22INR0425 | MAKALU SOLAR | SS Completed, FIS Started, No IA | ABEI ENERGY INFRASTRUCTURES | Tap 138kV 977 Pruitt - 971 Greenville | Hunt | NORTH | 2023-12-18 | SOL | PV | 50.16 | FIS Request | 2021-08-17 | 2021-01-21 | 2021-01-28 | 2021-08-10 |  |  |  | No |  |  | Not Required
22INR0464 | Llano Estacado BESS | SS Completed, FIS Started, No IA | VESI 40 LLC | 1324 Big Spring West 138kV | Howard | WEST | 2023-06-01 | OTH | BA | 60 | FIS Request | 2021-08-17 | 2021-03-26 | 2021-04-12 | 2021-08-12 |  |  |  | No |  |  | Not Required
22INR0471 | MARATUA SOLAR | SS Completed, FIS Started, No IA | Abei Energy | tap 345kV 44645 Singleton - 3391 Jewett | Madison | NORTH | 2024-01-15 | SOL | PV | 217.07 | FIS Request | 2021-08-19 | 2020-12-03 | 2021-02-19 | 2021-08-13 |  |  |  | No |  |  | Not Required
22INR0541 | ALWEST BESS | SS Started, FIS Started, No IA | Castleman Power | 3114 Paltalco 138kV | Anderson | NORTH | 2023-01-01 | OTH | BA | 208.63 | FIS Request | 2021-05-17 | 2021-08-24 |  | 2021-06-03 |  |  |  | No |  |  | Not Required
22INR0544 | Zier Storage Phase 2 | SS Completed, FIS Started, No IA | Zier Solar, LLC | 78255 Pinto Creek 138kV | Kinney | SOUTH | 2023-08-01 | OTH | BA | 20 | FIS Request | 2021-08-27 | 2021-05-31 | 2021-08-19 | 2021-08-12 |  |  |  | No |  |  | Not Required
22INR0548 | Fighting Jays Battery | SS Started, FIS Started, No IA | FJ Battery LLC | 44160 Wolf 345kV | Fort Bend | HOUSTON | 2022-12-15 | OTH | BA | 50.7 | FIS Request | 2021-07-21 | 2021-08-16 |  | 2021-08-16 |  |  |  | No |  |  | Not Required
22INR0552 | Sowers Storage | SS Started, FIS Started, No IA | Belltown Power Texas | 6801 Patton Sub Pod 138 kV | Kaufman | NORTH | 2022-12-31 | OTH | BA | 203 | FIS Request | 2021-08-17 | 2021-08-18 |  | 2021-08-18 |  |  |  | No |  |  | Not Required
22INR0553 | Amethyst Storage | SS Started, FIS Started, No IA | Belltown Power Texas | 6865 FORNEY WEST_RC 138kV | Kaufman | NORTH | 2022-12-31 | OTH | BA | 303.5 | FIS Request | 2021-08-20 | 2021-08-30 |  | 2021-08-26 |  |  |  | No |  |  | Not Required
23INR0107 | Neal Solar | SS Completed, FIS Started, No IA | SolarGen Resources LLC | tap 138kV 8127 Lane City – 8111 Magill | Wharton | SOUTH | 2023-05-17 | SOL | PV | 252.35 | FIS Request | 2021-08-12 | 2020-11-18 | 2021-02-11 | 2021-08-02 |  |  |  | No |  |  | Not Required
23INR0162 | Redonda Solar | SS Completed, FIS Started, No IA | J&R Power DevCo, LLC | tap 345kV 80307 Del Sol - 80225 Cenizo | Zapata | SOUTH | 2023-12-08 | SOL | PV | 253.21 | FIS Request | 2021-08-19 | 2021-01-25 | 2021-04-12 | 2021-08-11 |  |  |  | No |  |  | Not Required
23INR0177 | Wren Storage | SS Completed, FIS Started, No IA | Wren Storage, LLC | 8601 Cebolla 345kV | Willacy | COASTAL | 2022-10-31 | OTH | BA | 170 | FIS Request | 2021-08-30 | 2021-01-25 | 2021-04-16 | 2021-08-26 07:45 |  |  |  | No |  |  | Not Required
23INR0200 | Paradiso BESS | SS Completed, FIS Started, No IA | VESI 13 | 8200 Pleasanton 69kV | Atascosa | SOUTH | 2023-06-01 | OTH | BA | 100.92 | FIS Request |  | 2021-03-01 | 2021-05-13 | 2021-08-20 13:43 |  |  |  | No |  |  | Not Required
23INR0228 | Hiru Solar | SS Completed, FIS Started, No IA | Hecate Energy Hazel LLC | Tap both 345kV 6111 Riley - 1730 West Krum circuits | Clay | WEST | 2024-12-16 | SOL | PV | 614.4 | FIS Request |  | 2021-04-21 | 2021-07-14 | 2021-08-30 16:51 |  |  |  | No |  |  | Not Required
23INR0285 | BRP Chena BESS | SS Started, FIS Started, No IA | BRP Chena BESS LLC | Tap 138 kV 1951 Handley SES – 2246 Lakewood | Tarrant | NORTH | 2023-06-15 | OTH | BA | 202.32 | FIS Request | 2021-06-02 | 2021-08-05 |  | 2021-08-05 |  |  |  | No |  |  | Not Required
23INR0339 | Remy Jade Power Station | SS Started, FIS Started, No IA | Remy Jade Generating, LLC | Tap 138 kV line from Highlands (#40811) to Power Systems-Arco Cogen (#41300) via Crosby (#40390) | Harris | HOUSTON | 2023-07-01 | GAS | GT | 408 | FIS Request | 2021-08-24 | 2021-08-24 |  | 2021-08-13 |  |  |  | No
23INR0340 | Larkspur Energy Storage | SS Started, FIS Started, No IA | Larkspur Energy Storage | 71213 Benedum 138kV | Upton | WEST | 2023-03-31 | OTH | BA | 307.46 | FIS Request | 2021-07-30 | 2021-08-02 |  | 2021-07-27 |  |  |  | No
23INR0343 | Guajillo Energy Storage | SS Started, FIS Started, No IA | Guajillo Energy Storage LLC | 80219 Lobo Substation 345kV | Webb | SOUTH | 2023-06-10 | OTH | BA | 201.09 | FIS Request | 2021-08-02 | 2021-08-09 |  | 2021-07-27 |  |  |  | No |  |  | Not Required
23INR0348 | Aggie Energy storage | SS Started, FIS Started, No IA | KINGFISHER ENERGY STORAGE LLC | TABOR RD (#32882) | Brazos | NORTH | 2023-06-30 | OTH | BA | 102.49 | FIS Request | 2021-08-13 | 2021-08-16 |  | 2021-08-13 |  |  |  | No |  |  | Not Required
23INR0350 | Fort Duncan BESS | SS Started, FIS Started, No IA | Black Mountain Energy Storage | 78015 Rosita Creek 138kV | Maverick | SOUTH | 2023-06-01 | OTH | BA | 106.15 | FIS Request | 2021-08-09 | 2021-08-17 |  | 2021-08-16 |  |  |  | No |  |  | Not Required
24INR0053 | Quarter Horse Solar | SS Completed, FIS Started, No IA | Quarter Horse Solar, LLC | tap 345kV 8689 Tango - 8606 Goddard | Bee | SOUTH | 2024-07-31 | SOL | PV | 204.08 | FIS Request | 2021-08-05 | 2021-05-06 | 2021-07-28 | 2021-07-21 |  |  |  | No |  |  | Not Required
24INR0057 | Hanson Storage | SS Started, FIS Started, No IA | Hanson Solar, LLC | tap 345kV 1444 Brown - 11406 Central Bluff | Coleman | WEST | 2024-05-31 | OTH | BA | 101.39 | FIS Request | 2021-08-23 | 2021-06-21 |  | 2021-08-19 |  |  |  | No |  |  | Not Required
24INR0091 | BRP Springbok Solar | SS Started, FIS Started, No IA | BRP Antelope Solar LLC | 23920 Blackwater Draw Switching Station 345kV | Hale | PANHANDLE | 2024-12-15 | SOL | PV | 202.39 | FIS Request | 2021-08-25 | 2021-08-25 |  | 2021-08-02 |  |  |  | No |  |  | Not Required
24INR0093 | Oriana Solar | SS Started, FIS Started, No IA | Oriana Solar LLC | Tap 138kV 5502 Rayburn - 5584 Vanderbilt | Victoria | SOUTH | 2024-03-31 | SOL | PV | 202.56 | FIS Request | 2021-08-25 | 2021-08-25 |  | 2021-08-13 |  |  |  | No |  |  | Not Required
24INR0103 | Opuntia Solar | SS Started, FIS Started, No IA | Opuntia Solar, LLC | tap 138kV 5607 Warburton - 8912 Medio Creek | Refugio | COASTAL | 2024-07-01 | SOL | PV | 102.04 | FIS Request | 2021-08-24 | 2021-08-24 |  | 2021-08-09 |  |  |  | No |  |  | Not Required
25INR0012 | Alamosa Solar | SS Completed, FIS Started, No IA | Alamosa Solar LLC | 6100 Oklaunion 345kV | Wilbarger | WEST | 2025-01-01 | SOL | PV | 416.69 | FIS Request | 2021-08-19 | 2020-12-03 | 2021-02-17 | 2021-08-13 14:35 |  |  |  | No |  |  | Not Required
New Projects added in September 2021 | [10 empty] | Changes from Last Report | GINR Project Milestone Dates
INR | Project Name | GINR Study Phase | Interconnecting Entity | POI Location | County | CDR Reporting Zone | Projected COD | Fuel | Technology | Capacity (MW) | Change indicators: Proj Name, MW Size, COD, SFS/NtP, FIS Request, Status Change INA-to-PLN | Approval Date for Submission of Proof of Site Control | Screening Study Started | Screening Study Complete | FIS Requested | FIS Approved | Economic Study Required | IA Signed | Financial Security and Notice to Proceed Provided | Air Permit | GHG Permit | Water Availability | Meets Planning Guide Section 6.9(1) Requirements for Inclusion in Planning Models | Meets All Planning Guide Section 6.9 Requirements for Inclusion in Planning Models | Meets Planning Guide QSA (Section 5.9) Prerequisites | Construction Start | Construction End | Approved for Energization | Approved for Synchronization | Comment
[12 empty] | Approval Date for Submission of Proof of Site Control | [11 empty] | Guide Section 6.9 | Meets Planning Guide
[12 empty] | Submission of Proof of | [11 empty] | Requirements for | QSA (Section 5.9)
[12 empty] | Site Control | [11 empty] | Inclusion in Planning | Prerequisites
Models
20INR0241 | Crowded Star Solar | SS Completed, FIS Started, IA | Jones City Solar, LLC | tap 345kV 68000 West Shack - 68001 Clayton c2 | Jones | WEST | 2023-10-23 | SOL | PV | 217.6 | Status Change INA-to-PLN | 43608 | 2019-01-21 | 2019-04-19 | 2019-05-22 |  | No | 43816 | No | Not Required | Not Required | Not Required
20INR0248 | Second Division Solar | SS Completed, FIS Completed, IA | TX Gulf Solar 1 LLC | tap 138kV 43120 Pledger - 43380 W Columbia c4 | Brazoria | COASTAL | 2022-12-31 | SOL | PV | 100 | Status Change INA-to-PLN | 2019-08-06 | 2019-03-28 | 2019-06-18 | 2019-07-29 | 43867 | No | 44118 | No | Not Required | Not Required | Not Required
21INR0343 | Flag City Solar | SS Completed, FIS Started, No IA | Flag City Solar Project, LLC | tap 138kV 5588 Red Bluff - 5546 Danevang c1 | Jackson | SOUTH | 2024-12-31 | SOL | PV | 150 | Status Change INA-to-PLN | 2019-05-07 | 2019-05-07 | 2019-07-29 | 2019-05-02 |  |  |  | No |  |  | Not Required
22INR0274 | Crowded Star Solar II | SS Completed, FIS Started, IA | Jones City Solar II, LLC | tap 345kV 68000 West Shack - 68001 Clayton c2 | Jones | WEST | 2023-10-23 | SOL | PV | 188.8 | Status Change INA-to-PLN | 2019-05-23 | 2020-03-26 | 2020-06-05 | 2021-03-24 |  | No | 43816 | No | Not Required | Not Required | Not Required
22INR0444 | Liberty Senate Solar 1 | SS Completed, FIS Started, No IA | Senate Solar LLC | 1445 Burwick 345kV | Jack | NORTH | 2023-09-30 | SOL | PV | 203.8 | FIS Request | 2021-09-16 | 2021-03-01 | 2021-05-13 | 2021-09-10 |  |  |  | No |  |  | Not Required
22INR0549 | Tanzanite Storage | SS Started, FIS Started, No IA | Belltown Power Texas | 6867 NORTH ATHENS 138kV | Henderson | NORTH | 2022-12-31 | OTH | BA | 257.72 | FIS Request | 2021-07-27 | 2021-09-01 |  | 2021-08-16 |  |  |  | No |  |  | Not Required
22INR0551 | Wolf Tank Storage | SS Started, FIS Started, No IA | Lobo Storage | 80221 LOBO 138kV | Webb | SOUTH | 2022-12-01 | OTH | BA | 155.48 | FIS Request | 2021-08-25 | 2021-07-28 |  | 2021-08-24 |  |  |  | No |  |  | Not Required
22INR0554 | Platinum Storage | SS Started, FIS Started, No IA | Belltown Power Texas | 1729 Valley South 345kV | Fannin | NORTH | 2022-12-31 | OTH | BA | 303.5 | FIS Request | 2021-08-20 | 2021-09-02 |  | 2021-08-31 |  |  |  | No |  |  | Not Required
22INR0555 | Guevara Storage | SS Started, FIS Started, No IA | Belltown Power Texas | 2483 Royse Switch 345kV | Rockwall | NORTH | 2022-12-31 | OTH | BA | 405 | FIS Request | 2021-08-24 | 2021-09-02 |  | 2021-08-26 |  |  |  | No |  |  | Not Required
23INR0027 | Cachena Solar | SS Completed, FIS Started, No IA | 247CT 8me LLC | Tap 345kV 5915 STP - 5133 Elm Creek ckt 2 | Wilson | SOUTH | 2023-06-01 | SOL | PV | 408.94 | Status Change INA-to-PLN | 2020-08-19 | 2020-05-01 | 2020-07-13 | 2020-08-17 |  |  |  | No |  |  | Not Required
23INR0077 | Cachena Storage | SS Completed, FIS Started, No IA | 247CT 8me LLC | Tap 345kV 5915 STP - 5133 Elm Creek ckt 2 | Wilson | SOUTH | 2023-06-01 | OTH | BA | 102.5 | Status Change INA-to-PLN | 2020-08-21 | 2020-08-21 | 2020-10-16 | 2020-08-17 |  |  |  | No |  |  | Not Required
23INR0114 | True North Solar | SS Completed, FIS Started, No IA | Aurora Solar LLC | tap 345kV 3399 Ratsnake - 3390 Jewett | Falls | NORTH | 2023-12-31 | SOL | PV | 240 | FIS Request | 2021-09-27 | 2021-01-25 | 2021-04-12 | 2021-09-21 |  |  |  | No |  |  | Not Required
23INR0166 | Great Kiskadee Storage | SS Completed, FIS Started, No IA | Great Kiskadee Storage, LLC | 8951 Stewart Rd 138kV | Hidalgo | SOUTH | 2022-10-31 | OTH | BA | 100 | FIS Request |  | 2021-01-26 | 2021-04-12 | 2021-08-24 |  |  |  | No |  |  | Not Required
23INR0174 | Lutum Wind Alt. POI 1 | SS Completed, FIS Started, No IA | EDF Renewables Development, Inc. | tap 345kV 1458 Cobb - 1429 Jacksboro | Jack | NORTH | 2024-05-15 | WIN | WT | 242 | FIS Request | 2021-09-28 | 2021-02-09 | 2021-05-06 | 2021-09-01 |  |  |  | No |  |  | Not Required
23INR0219 | Dogfish BESS | SS Completed, FIS Started, No IA | Momentum LRC Holdco LLC | tap 138kV 38340 TN Airport – 38310 TN 16th St | Pecos | WEST | 2023-03-01 | OTH | BA | 75 | FIS Request | 2021-09-23 | 2021-03-16 | 2021-05-28 | 2021-09-14 14:23 |  |  |  | No |  |  | Not Required
23INR0273 | Poco Trail Solar | SS Started, FIS Started, No IA | Eastern Trail Solar Center, LLC | Tap 345kV 6101 Riley - 1422 Bowman | Wilbarger | WEST | 2023-06-30 | SOL | PV | 438.75 | FIS Request | 2021-06-02 | 2021-09-14 |  | 2021-07-12 |  |  |  | No |  |  | Not Required
23INR0312 | Hofbrau BESS | SS Started, FIS Started, No IA | Momentum Energy Storage Partners, LLC | 6442 Redcreek 138kV | Tom Green | WEST | 2023-10-01 | OTH | BA | 180 | FIS Request | 2021-09-22 | 2021-09-22 |  | 2021-09-22 |  |  |  | No |  |  | Not Required
23INR0330 | BRP Snowdon BESS | SS Started, FIS Started, No IA | BRP SNOWDON BESS LLC | 345 kV Tule Canyon Substation (#23914; Oncor) | Briscoe | PANHANDLE | 2023-12-01 | OTH | BA | 410.94 | FIS Request | 2021-09-15 | 2021-09-15 |  | 2021-09-08 |  |  |  | No |  |  | Not Required
23INR0332 | Backwater Solar | SS Started, FIS Started, No IA | Backwater Solar LLC | Tap 138 kV line from Spring (#684) - Leo(#685) | Cooke | NORTH | 2024-05-31 | SOL | PV | 80 | FIS Request | 2021-09-17 | 2021-08-24 |  | 2021-08-24 |  |  |  | No |  |  | Not Required
23INR0345 | Elmax Power Station | SS Started, FIS Started, No IA | Elmax Generating, LLC | 138 kV Atascocita Substation (#40130) | Harris | HOUSTON | 2024-06-01 | GAS | GT | 510 | FIS Request | 2021-09-14 | 2021-09-14 |  | 2021-09-14 |  |  |  | No
23INR0351 | Seven Flags BESS | SS Started, FIS Started, No IA | Black Mountain Energy Storage | 8295 Wormser Substation 138kV | Webb | SOUTH | 2023-06-01 | OTH | BA | 106.15 | FIS Request | 2021-09-01 | 2021-09-01 |  | 2021-08-19 |  |  |  | No |  |  | Not Required
23INR0354 | Bordertown BESS | SS Started, FIS Started, No IA | Black Mountain Energy Storage | 8796 Roma 138kV | Starr | SOUTH | 2023-06-01 | OTH | BA | 106.15 | FIS Request | 2021-08-17 | 2021-09-01 |  | 2021-08-19 |  |  |  | No |  |  | Not Required
23INR0361 | Third Coast BESS | SS Started, FIS Started, No IA | Black Mountain Energy Storage | 8125 Lolita substation 138kV | Jackson | SOUTH | 2023-06-01 | OTH | BA | 101.21 | FIS Request | 2021-09-16 | 2021-08-24 |  | 2021-09-01 |  |  |  | No |  |  | Not Required
23INR0363 | Brazos Bend BESS | SS Started, FIS Started, No IA | Black Mountain Energy Storage | 138 kV Fort Bend Switch (#44280) | Fort Bend | HOUSTON | 2023-06-01 | OTH | BA | 101.21 | FIS Request | 2021-09-17 | 2021-08-24 |  | 2021-09-01 |  |  |  | No |  |  | Not Required
23INR0364 | Tierra Seca BESS | SS Started, FIS Started, No IA | Black Mountain Energy Storage | 138kV 8255 HAMILTON4A (Hamilton Road Substation) | Val Verde | WEST | 2023-06-01 | OTH | BA | 101.21 | FIS Request | 2021-09-14 | 2021-08-24 |  | 2021-09-01 |  |  |  | No |  |  | Not Required
23INR0369 | Anemoi Energy Storage | SS Started, FIS Started, No IA | Anemoi Energy Storage, LLC | 8574 POMELO 345kV | Hidalgo | SOUTH | 2023-05-31 | OTH | BA | 205 | FIS Request | 2021-09-03 | 2021-09-03 |  | 2021-08-24 |  |  |  | No |  |  | Not Required
23INR0371 | Rodeo Ranch Energy Storage | SS Started, FIS Started, No IA | Rodeo Ranch Energy Storage, LLC | 38021 WORSHAM 138kV | Reeves | WEST | 2023-05-31 | OTH | BA | 307.46 | FIS Request | 2021-09-07 | 2021-09-07 |  | 2021-08-27 |  |  |  | No |  |  | Not Required
23INR0375 | Backwater Storage | SS Started, FIS Started, No IA | Backwater Solar LLC | Tap 138 kV 684 Spring - 685 Leo | Cooke | NORTH | 2024-05-31 | OTH | BA | 100 | FIS Request | 2021-09-02 | 2021-09-17 |  | 2021-09-17 |  |  |  | No |  |  | Not Required
23INR0376 | Cascade Storage | SS Started, FIS Started, No IA | Oyster Creek LLC | Tap 345kV 42500 Dow - 43035 Oasis Ckt 18 | Brazoria | COASTAL | 2023-12-31 | OTH | BA | 250 | FIS Request | 2021-09-09 | 2021-09-09 |  | 2021-09-09 |  |  |  | No |  |  | Not Required
23INR0378 | Heartfield Storage | SS Started, FIS Started, No IA | Belltown Power Texas | 138kV Weslaco Unit (Bus #8348) | Hidalgo | SOUTH | 2023-05-31 | OTH | BA | 152 | FIS Request | 2021-09-10 | 2021-09-10 |  | 2021-09-01 |  |  |  | No
24INR0014 | Seaside Solar | SS Completed, FIS Started, No IA | Seadrift Solar | tap 138kV 8190 NCarbide – 8155 Sandcrab | Calhoun | COASTAL | 2024-04-01 | SOL | PV | 200 | FIS Request | 2021-09-08 | 2020-12-23 | 2021-03-09 | 2021-09-02 |  |  |  | No |  |  | Not Required
24INR0061 | Eighteenmile Solar | SS Started, FIS Started, No IA | Weser Solar, LLC | Tap 138kV 5730 Four Corners - 5728 Choate | Goliad | SOUTH | 2024-07-31 | SOL | PV | 153.06 | FIS Request | 2021-09-02 | 2021-08-18 |  | 2021-08-24 |  |  |  | No |  |  | Not Required
24INR0086 | Pisgah Ridge Solar II | SS Started, FIS Started, No IA | Duke Energy Renewables Solar, LLC | Tap 345kV 68091 Navarro - 46020 Limestone | Navarro | NORTH | 2024-09-01 | SOL | PV | 101.89 | FIS Request | 2021-09-07 | 2021-07-14 |  | 2021-08-25 |  |  |  | No |  |  | Not Required
24INR0087 | Pisgah Ridge Storage II | SS Started, FIS Started, No IA | Duke Energy Renewables Solar, LLC | Tap 345kV 68091 Navarro - 46020 Limestone | Navarro | NORTH | 2024-09-01 | OTH | BA | 101.36 | FIS Request | 2021-09-07 | 2021-07-14 |  | 2021-08-25 |  |  |  | No |  |  | Not Required
24INR0125 | Grasshopper Solar | SS Started, FIS Started, No IA | Grasshopper Solar LLC | Smoky Hill 345kV Sub (Bus #6104) Locational coordinates : 33.34414; 99.624637 | Haskell | WEST | 2024-04-05 | SOL | PV | 407.68 | FIS Request | 2021-09-28 | 2021-09-28 |  | 2021-09-22 |  |  |  | No |  |  | Not Required
New Projects added in October 2021 | [10 empty] | Changes from Last Report | GINR Project Milestone Dates
INR | Project Name | GINR Study Phase | Interconnecting Entity | POI Location | County | CDR Reporting Zone | Projected COD | Fuel | Technology | Capacity (MW) | Change indicators: Proj Name, MW Size, COD, SFS/NtP, FIS Request, Status Change INA-to-PLN | Approval Date for Submission of Proof of Site Control | Screening Study Started | Screening Study Complete | FIS Requested | FIS Approved | Economic Study Required | IA Signed | Financial Security and Notice to Proceed Provided | Air Permit | GHG Permit | Water Availability | Meets Planning Guide Section 6.9(1) Requirements for Inclusion in Planning Models | Meets All Planning Guide Section 6.9 Requirements for Inclusion in Planning Models | Meets Planning Guide QSA (Section 5.9) Prerequisites | Construction Start | Construction End | Approved for Energization | Approved for Synchronization | Comment
[12 empty] | Approval Date for Submission of Proof of Site Control | [11 empty] | Guide Section 6.9 | Meets Planning Guide
[12 empty] | Submission of Proof of | [11 empty] | Requirements for | QSA (Section 5.9)
[12 empty] | Site Control | [11 empty] | Inclusion in Planning | Prerequisites
Models
20INR0026 | Longbow Solar | SS Completed, FIS Completed, IA | Longbow Solar, LLC | 42110 Angelton - 42870 Liverpool 138kV | Brazoria | COASTAL | 2022-06-01 | SOL | PV | 80 | Status Change INA-to-PLN |  | 2017-08-16 | 2017-10-13 | 2017-08-16 | 2021-10-15 | No | 2021-01-06 | Yes | Not Required | Not Required | Not Required
20INR0061 | Pflugerville 2 Solar | SS Completed, FIS Started, No IA | RRE Power LLC 1 | tap 138kV 7336 Gillie - 3650 Elgin | Travis | SOUTH | 2023-04-30 | SOL | PV | 120 | Status Change INA-to-PLN | 2018-10-10 | 2018-03-05 | 2018-04-19 | 2018-10-10 |  |  |  | No | Not Required | Not Required | Not Required
20INR0074 | Pitts Dudik Solar | SS Completed, FIS Completed, IA | Elawan Pitts Dudik Solar, LLC | tap 138kV Hillsoboro 3522- Navarro 3478 | Hill | NORTH | 2022-05-30 | SOL | PV | 50 | Status Change INA-to-PLN |  | 2018-04-12 | 2018-05-18 | 2018-05-25 | 2021-01-20 | No | 2021-05-10 | No | Not Required | Not Required | Not Required
22INR0473 | TAIN SOLAR | SS Completed, FIS Started, No IA | ABEI ENERGY | tap 138kV 7216 Lockhart - 7224 Luling City | Caldwell | SOUTH | 2024-01-15 | SOL | PV | 37.54 | FIS Request |  | 2020-12-03 | 2021-02-17 | 2021-10-20 04:37 |  |  |  | No |  |  | Not Required
22INR0506 | Roseland Solar II | SS Completed, FIS Completed, IA | Enel Green Power Roseland Solar, LLC | tap 345kV 3390 Jewett - 3399 Ratsnake | Falls | NORTH | 2022-07-14 | SOL | PV | 254 | FIS Request | 2018-11-05 |  |  |  | 2021-10-25 |  | 2020-12-10 | Yes |  |  | Not Required | 2021-10-26 | 2021-10-26 | 2021-10-26
22INR0558 | Saracen III Energy Storage | SS Started, FIS Started, No IA | Saracen III Energy Storage LLC | 47150 HO Clarke 138kV | Harris | HOUSTON | 2022-12-01 | OTH | BA | 406.52 | FIS Request | 2021-10-07 | 2021-10-07 |  | 2021-09-29 |  |  |  | No |  |  | Not Required
23INR0181 | Starling Storage | SS Completed, FIS Started, No IA | Starling Storage, LLC | tap 138kV 7224 Luling - 7245 Gonzales | Gonzales | SOUTH | 2024-04-29 | OTH | BA | 60 | FIS Request | 2021-10-20 | 2021-01-25 | 2021-04-16 | 2021-10-07 |  |  |  | No |  |  | Not Required
23INR0182 | Welder Storage | SS Completed, FIS Started, No IA | Welder Storage, LLC | tap 345kV 8624 Grissom - 8455 Lon Hill | San Patricio | COASTAL | 2023-10-31 | OTH | BA | 100 | FIS Request | 2021-10-18 | 2021-01-25 | 2021-04-16 | 2021-10-07 |  |  |  | No |  |  | Not Required
23INR0183 | Pradera Storage | SS Completed, FIS Started, No IA | Pradera Storage, LLC | 80219 Lobo 345kV | Webb | SOUTH | 2023-10-31 | OTH | BA | 153.11 | FIS Request | 2021-10-18 | 2021-01-25 | 2021-04-16 | 2021-10-13 |  |  |  | No |  |  | Not Required
23INR0222 | Sunbelt Solar | SS Completed, FIS Started, No IA | Belltown Power Texas | tap 138kV 6902 Talty - 6801 Patton | Kaufman | NORTH | 2023-05-31 | SOL | PV | 81.5 | FIS Request | 2021-10-05 | 2021-03-16 | 2021-05-28 | 2021-09-30 |  |  |  | No |  |  | Not Required
23INR0223 | Garcitas Creek Solar | SS Started, FIS Started, No IA | J&R Power DevCo, LLC | Tap 345 kV 5915 South Texas Project – 8249 Angstrom | Jackson | SOUTH | 2023-12-08 | SOL | PV | 201.94 | FIS Request | 2021-10-18 | 2021-10-05 |  | 2021-10-08 |  |  |  | No |  |  | Not Required
23INR0248 | Limewood Storage | SS Completed, FIS Started, No IA | Woodlands Energy Renewables LLC | 3420 Temple Pecan Creek 138kV | Bell | NORTH | 2023-06-01 | OTH | BA | 50 | FIS Request |  | 2021-04-30 | 2021-07-22 | 2021-10-06 |  |  |  | No |  |  | Not Required
23INR0249 | Limewood Solar | SS Completed, FIS Started, No IA | Woodlands Energy Renewables LLC | 3420 Temple Pecan Creek 138kV | Bell | NORTH | 2023-06-01 | SOL | PV | 204 | FIS Request |  | 2021-04-30 | 2021-07-22 | 2021-10-06 |  |  |  | No |  |  | Not Required
23INR0333 | BRP Avila II BESS | SS Started, FIS Started, No IA | BRP Avila BESS LLC | 138 kV Airport Substation (#38340;TNMP) | Pecos | WEST | 2023-06-15 | OTH | BA | 63.71 | FIS Request | 2021-10-28 |  |  | 2021-10-20 |  |  |  | No |  |  | Not Required
23INR0334 | Liberty Senate Energy Storage 1 | SS Started, FIS Started, No IA | Senate Solar LLC | 1445 Burwick 345kV | Jack | NORTH | 2023-09-30 | OTH | BA | 200 | FIS Request | 2021-09-16 | 2021-10-05 |  | 2021-10-03 |  |  |  | No |  |  | Not Required
23INR0335 | BRP Bachman BESS | SS Started, FIS Started, No IA | BRP Bachman BESS LLC | 44040 BAILEY 345kV | Wharton | SOUTH | 2023-11-01 | OTH | BA | 411.04 | FIS Request | 2021-10-05 | 2021-10-05 |  | 2021-09-14 |  |  |  | No |  |  | Not Required
23INR0342 | BRP Brizo BESS | SS Started, FIS Started, No IA | BRP Brizo BESS LLC | 138 kV Loop 463 Substation (#5680) | Victoria | SOUTH | 2023-05-01 | OTH | BA | 143.85 | FIS Request | 2021-10-05 | 2021-10-05 |  | 2021-09-24 |  |  |  | No |  |  | Not Required
23INR0357 | BRP Yarra BESS | SS Started, FIS Started, No IA | BRP Yarra BESS LLC | 138 kV Fish Creek Switch (#2491) | Dallas | NORTH | 2023-12-01 | OTH | BA | 205.36 | FIS Request | 2021-10-05 | 2021-10-05 |  | 2021-09-24 |  |  |  | No |  |  | Not Required
23INR0358 | BRP Castor BESS | SS Started, FIS Started, No IA | BRP Castor BESS LLC | 138 kV West Columbia Local Substation (#39530) | Brazoria | COASTAL | 2023-12-01 | OTH | BA | 205.35 | FIS Request | 2021-10-01 | 2021-10-04 |  | 2021-09-24 |  |  |  | No |  |  | Not Required
23INR0359 | BRP Crios BESS | SS Started, FIS Started, No IA | BRP Crios BESS LLC | 1649 Hasse 138 kV | Comanche | NORTH | 2023-11-01 | OTH | BA | 87.37 | FIS Request | 2021-10-18 | 2021-10-18 |  | 2021-09-30 |  |  |  | No |  |  | Not Required
23INR0360 | BRP Charon BESS | SS Started, FIS Started, No IA | BRP Charon BESS LLC | 44000 WA Parish 345kV | Fort Bend | HOUSTON | 2023-11-01 | OTH | BA | 410.81 | FIS Request | 2021-10-08 | 2021-10-08 |  | 2021-09-24 |  |  |  | No |  |  | Not Required
23INR0373 | Fronton Solar 1 | SS Started, FIS Started, No IA | Fronton Solar 1 | 8796 Roma Substation 138kV | Starr | SOUTH | 2023-07-01 | SOL | PV | 132.7 | FIS Request | 2021-10-05 | 2021-10-05 |  | 2021-09-17 |  |  |  | No |  |  | Not Required
23INR0374 | Grand Acres | SS Started, FIS Started, No IA | Grand Acres | 8359 South Santa Rosa 138 kV | Cameron | COASTAL | 2023-07-01 | SOL | PV | 153.03 | FIS Request | 2021-10-06 | 2021-10-07 |  | 2021-10-06 |  |  |  | No |  |  | Not Required
23INR0387 | Pioneer DJ Wind | SS Started, FIS Started, No IA | Pioneer Natural Resources | Bus Number 23863 Bus Name DRIVER_8 | Upton | WEST | 2023-09-20 | WIN | WT | 160 | FIS Request | 2021-10-11 | 2021-10-11 |  | 2021-10-07 |  |  |  | No |  |  | Not Required
23INR0388 | White Wing I Energy Storage | SS Started, FIS Started, No IA | White Wing I Energy Storage LLC | 8418 Rincon Station 138 kV | San Patricio | COASTAL | 2023-03-01 | OTH | BA | 101.63 | FIS Request | 2021-10-05 | 2021-10-05 |  | 2021-09-28 |  |  |  | No |  |  | Not Required
23INR0389 | White Wing II Energy Storage | SS Started, FIS Started, No IA | White Wing II Energy Storage LLC | 8418 Rincon Station 138 kV | San Patricio | COASTAL | 2023-03-01 | OTH | BA | 101.63 | FIS Request | 2021-10-05 | 2021-10-05 |  | 2021-09-28 |  |  |  | No |  |  | Not Required
23INR0403 | Connolly Storage | SS Started, FIS Started, No IA | Belltown Power Texas | 1568 Allison 138kV | Wise | NORTH | 2023-12-31 | OTH | BA | 203 | FIS Request | 2021-10-27 |  |  | 2021-10-27 |  |  |  | No |  |  | Not Required
24INR0102 | Seguro Grid | SS Started, FIS Started, No IA | Monte Cristo Grid, LLC | Tap 345kV 8383 North Edinburg - 80137 Stewart Road | Hidalgo | SOUTH | 2024-05-03 | OTH | BA | 201.33 | FIS Request | 2021-09-30 | 2021-10-01 |  | 2021-10-01 |  |  |  | No |  |  | Not Required
24INR0111 | BRP Triton BESS | SS Started, FIS Started, No IA | BRP Triton BESS LLC | 138 kV Comanche Switch Substation (#1441) | Comanche | NORTH | 2023-12-01 | OTH | BA | 205.36 | FIS Request | 2021-10-18 | 2021-10-18 |  | 2021-10-08 |  |  |  | No |  |  | Not Required
25INR0008 | BasRanch | SS Completed, FIS Started, No IA | CPV Basin Ranch, LLC | tap 345kV 11098 Sand Lake - 60404 Solstice | Reeves | WEST | 2026-01-01 | GAS | CC | 1350 | FIS Request |  | 2020-08-04 | 2020-11-02 | 2021-10-28 16:25 |  |  |  | No
25INR0022 | Alamosa Storage | SS Started, FIS Started, No IA | Alamosa BESS West, LLC | 6100 Oklaunion 345kV | Wilbarger | WEST | 2025-01-01 | OTH | BA | 207.21 | FIS Request | 2021-10-06 | 2021-10-06 |  | 2021-10-05 |  |  |  | No |  |  | Not Required
New Projects added in November 2021 | [10 empty] | Changes from Last Report | GINR Project Milestone Dates
INR | Project Name | GINR Study Phase | Interconnecting Entity | POI Location | County | CDR Reporting Zone | Projected COD | Fuel | Technology | Capacity (MW) | Change indicators: Proj Name, MW Size, COD, SFS/NtP, FIS Request, Status Change INA-to-PLN | Approval Date for Submission of Proof of Site Control | Screening Study Started | Screening Study Complete | FIS Requested | FIS Approved | Economic Study Required | IA Signed | Financial Security and Notice to Proceed Provided | Air Permit | GHG Permit | Water Availability | Meets Planning Guide Section 6.9(1) Requirements for Inclusion in Planning Models | Meets All Planning Guide Section 6.9 Requirements for Inclusion in Planning Models | Meets Planning Guide QSA (Section 5.9) Prerequisites | Construction Start | Construction End | Approved for Energization | Approved for Synchronization | Comment
[12 empty] | Approval Date for Submission of Proof of Site Control | [11 empty] | Guide Section 6.9 | Meets Planning Guide
[12 empty] | Submission of Proof of | [11 empty] | Requirements for | QSA (Section 5.9)
[12 empty] | Site Control | [11 empty] | Inclusion in Planning | Prerequisites
Models
19INR0054 | Monte Cristo 1 Wind | SS Completed, FIS Started, No IA | Terra-Gen | 8574 Pomelo 345kV | Hidalgo | SOUTH | 2023-12-31 | WIN | WT | 236.9 | Status Change INA-to-PLN | 2017-07-28 | 2017-04-11 | 2017-05-03 | 2017-07-28 |  |  |  | No | Not Required | Not Required | Not Required
21INR0446 | Knickerbocker Energy Storage | SS Completed, FIS Started, No IA | Knickerbocker Solar LLC | Tap 345kV 76003 Big Hill - 76009 Twin Buttes | Tom Green | WEST | 2023-05-01 | OTH | BA | 25 | Status Change INA-to-PLN | 2020-01-10 | 2019-12-19 | 2020-03-06 | 2019-12-05 |  |  |  | No |  |  | Not Required
22INR0468 | Lower Rio BESS | SS Completed, FIS Started, No IA | VESI 38 LLC | 5792 Sioux 138kV | Hidalgo | SOUTH | 2023-08-01 | OTH | BA | 60 | FIS Request | 2021-11-10 | 2021-02-09 | 2021-05-06 | 2021-11-08 |  |  |  | No |  |  | Not Required
22INR0497 | TEXPO | SS Completed, FIS Started, No IA | Oklaunion Power Station, LLC | 6101 Riley 345kV | Wilbarger | WEST | 2023-02-15 | GAS | ST | 680 | FIS Request | 2021-11-30 | 2021-03-16 | 2021-05-28 | 2021-11-23 |  |  |  | No
22INR0550 | BLUE SUMMIT I REPOWER | SS Started, FIS Started, No IA | Blue Summit Wind LLC | 61001 JIM TREECE 345kV | Wilbarger | WEST | 2022-12-31 | WIN | WT | 13.4 | FIS Request | 2021-08-27 | 2021-11-01 |  | 2021-09-27 |  |  |  | No |  |  | Not Required
22INR0559 | Honeycomb Solar | SS Started, FIS Started, No IA | Tynan Solar, LLC | 69 kV Tynan Substation (#8107) | Bee | SOUTH | 2022-12-27 | SOL | PV | 61.1 | FIS Request | 2021-10-26 | 2021-11-16 |  | 2021-11-02 |  |  |  | No |  |  | Not Required
23INR0197 | Ponta Power Station | SS Completed, FIS Started, No IA | Ponta Generating, LLC | Tap 345kV 3109 Stryker Creek - 3123 Trinidad | Cherokee | NORTH | 2024-04-01 | GAS | GT | 458.67 | FIS Request |  | 2021-03-01 | 2021-05-13 | 2021-11-22 16:17 |  |  |  | No
23INR0207 | El Patrimonio Solar | SS Completed, FIS Started, No IA | Heritage Solar LLC | tap 138kV 5429 Trumbo - 5260 Leon Creek | Bexar | SOUTH | 2024-05-18 | SOL | PV | 100 | FIS Request |  | 2021-03-16 | 2021-05-28 | 2021-11-23 16:25 |  |  |  | No |  |  | Not Required
23INR0220 | HOPSLAM BESS | SS Completed, FIS Started, No IA | Momentum LRC Holdco LLC | 138kV Bus 38430 TN White Baker | Pecos | WEST | 2023-03-01 | OTH | BA | 150 | FIS Request | 2021-11-15 | 2021-03-16 | 2021-05-28 | 2021-11-09 |  |  |  | No |  |  | Not Required
23INR0234 | Chiltepin Solar | SS Completed, FIS Started, No IA | Chiltepin Solar-Storage | 6673 Musquiz 138kV | Reeves | WEST | 2024-06-01 | SOL | PV | 200 | FIS Request | 2021-11-09 | 2021-04-22 | 2021-07-14 | 2021-10-31 |  |  |  | No |  |  | Not Required
23INR0309 | Peeler Solar | SS Completed, FIS Started, No IA | Peeler Solar, LLC | 5704 San Miguel 138kV | Atascosa | SOUTH | 2023-05-01 | SOL | PV | 209.81 | FIS Request | 2021-11-17 | 2021-07-01 | 2021-09-22 | 2021-11-12 |  |  |  | No |  |  | Not Required
23INR0352 | Blue Valley Solar | SS Started, FIS Started, No IA | EPE Consulting | Tap on the 138 kV Comstock(#8683) - Corral Line(#60389) | Val Verde | WEST | 2023-12-29 | SOL | PV | 147.99 | FIS Request | 2021-11-12 | 2021-11-16 |  | 2021-11-04 |  |  |  | No |  |  | Not Required
23INR0366 | Amsterdam Solar II | SS Completed, FIS Started, No IA | Amsterdam Solar II, LLC | tap 345kV 43035 Oasis - 42500 Dow c27 (Same POI as 21INR0256) | Brazoria | COASTAL | 2023-04-01 | SOL | PV | 500 | FIS Request |  | 2021-08-12 | 2021-10-29 | 2021-11-18 16:15 |  |  |  | No |  |  | Not Required
23INR0372 | Cross Trails Storage | SS Started, FIS Started, No IA | Cross Trails Energy Storage Project, LLC | 60090 WKN Breaker 69kV | Scurry | WEST | 2023-10-01 | OTH | BA | 63 | FIS Request | 2021-11-03 | 2021-11-03 |  | 2021-10-29 |  |  |  | No |  |  | Not Required
23INR0392 | Honeycomb Storage SLF | SS Started, FIS Started, No IA | Tynan Solar, LLC | 69 kV Tynan Substation (#8107) | Bee | SOUTH | 2023-06-01 | OTH | BA | 0 | FIS Request | 2021-10-26 | 2021-11-16 |  | 2021-11-02 |  |  |  | No |  |  | Not Required
23INR0409 | Sunbelt Storage | SS Started, FIS Started, No IA | Belltown Power Texas | Tap 138kV 6902 Talty - 6894 Rose Hill | Kaufman | NORTH | 2023-12-31 | OTH | BA | 52 | FIS Request | 2021-11-09 | 2021-11-12 |  | 2021-11-09 |  |  |  | No |  |  | Not Required
23INR0414 | Flag City Storage | SS Started, FIS Started, No IA | Flag City Storage | tap 138kV 5588 Red Bluff - 5546 Danevang | Jackson | SOUTH | 2023-12-31 | OTH | BA | 165 | FIS Request | 2021-11-16 | 2021-11-18 |  | 2021-11-18 |  |  |  | No |  |  | Not Required
23INR0418 | Angelo Storage | SS Started, FIS Started, No IA | Angelo Storage, LLC | 76009 Twin Buttes 345kV | Tom Green | WEST | 2023-10-31 | OTH | BA | 175.65 | FIS Request | 2021-11-15 | 2021-11-22 |  | 2021-11-16 |  |  |  | No |  |  | Not Required
23INR0421 | Tidwell Prairie IV Energy Storage | SS Started, FIS Started, No IA | Tidwell Prairie IV Energy Storage LLC | Tap TNP ONE 39950 and Twin Oak 3400 | Robertson | NORTH | 2023-12-01 | OTH | BA | 304.9 | FIS Request | 2021-11-15 | 2021-11-15 |  | 2021-11-09 |  |  |  | No |  |  | Not Required
23INR0422 | Masroor Storage | SS Started, FIS Started, No IA | Belltown Power Texas | Bus #1593 Bonham 138kV | Fannin | NORTH | 2023-12-31 | OTH | BA | 203 | FIS Request | 2021-11-16 | 2021-11-16 |  | 2021-11-16 |  |  |  | No |  |  | Not Required
24INR0025 | Clarion Solar | SS Completed, FIS Started, No IA | IBV Energy Partners LLC | 5290 Lytle 138kV | Medina | SOUTH | 2024-08-01 | SOL | PV | 150 | FIS Request | 2021-11-15 | 2021-03-01 | 2021-05-13 | 2021-11-08 |  |  |  | No |  |  | Not Required
24INR0042 | Yaupon Solar | SS Completed, FIS Started, No IA | Yaupon Solar, LLC | tap 345kV 3687 Bell Co East - 39950 TNP One | Milam | SOUTH | 2024-10-01 | SOL | PV | 204.08 | FIS Request |  | 2021-03-30 | 2021-06-17 | 2021-11-23 11:37 |  |  |  | No |  |  | Not Required
24INR0044 | Brass Fork Solar 2 | SS Started, FIS Started, No IA | EDF Renewables Development, Inc. | Tap 345kV 60703 Gauss 7D - 60514 Clear Crossing | Haskell | WEST | 2024-05-01 | SOL | PV | 208.41 | FIS Request | 2021-11-02 | 2021-11-04 |  | 2021-11-04 |  |  |  | No |  |  | Not Required
24INR0069 | Triple B Solar Alt#2 | SS Completed, FIS Started, No IA | Triple B Solar LLC | Tap 138kV 7066 Adamsville - 7064 Lampasas | Lampasas | NORTH | 2024-09-01 | SOL | PV | 150 | FIS Request |  | 2021-06-10 | 2021-09-01 | 2021-11-15 |  |  |  | No |  |  | Not Required
24INR0075 | Blue Bird Solar | SS Started, FIS Started, No IA | Gigawatt Solar LLC | tap 345kV 1890 DeCordova - 1873 Benbrook | Johnson | NORTH | 2024-12-31 | SOL | PV | 502 | FIS Request | 2021-11-10 | 2021-11-10 |  | 2021-07-30 |  |  |  | No |  |  | Not Required
24INR0124 | High Noon Solar | SS Started, FIS Started, No IA | High Noon Solar Project, LLC | Tap 138kV 445 Yates - 444 Covington | Hill | NORTH | 2024-12-31 | SOL | PV | 182 | FIS Request | 2021-11-02 | 2021-11-03 |  | 2021-11-02 |  |  |  | No |  |  | Not Required
24INR0126 | High Noon Storage | SS Started, FIS Started, No IA | High Noon Solar Project, LLC | Tap 138kV 445 Yates - 444 Covington | Hill | NORTH | 2024-12-31 | OTH | BA | 94 | FIS Request | 2021-11-02 | 2021-11-03 |  | 2021-11-02 |  |  |  | No |  |  | Not Required
24INR0145 | Calpine Guadalupe Peakers | SS Started, FIS Started, No IA | Guadalupe Peaking Energy Center, L.L.C | 7044 Marion 345kV | Guadalupe | SOUTH | 2024-05-17 | GAS | GT | 450 | FIS Request | 2021-10-26 | 2021-11-15 |  | 2021-10-18 |  |  |  | No
24INR0146 | Blue Star Solar | SS Started, FIS Started, No IA | GH America Energy, LLC | Tap 138 kV 8998 Maxwell - 8261 Whiting Line | Val Verde | WEST | 2024-01-02 | SOL | PV | 72.32 | FIS Request | 2021-11-03 | 2021-11-04 |  | 2021-11-04 |  |  |  | No |  |  | Not Required
24INR0147 | Citadel BESS | SS Started, FIS Started, No IA | Black Mountain Energy Storage | 40390 Crosby 138kV | Harris | HOUSTON | 2024-01-01 | OTH | BA | 208 | FIS Request | 2021-11-15 | 2021-11-15 |  | 2021-11-11 |  |  |  | No |  |  | Not Required
24INR0166 | OCI Stillhouse Solar | SS Started, FIS Started, No IA | OCI Stillhouse LLC | tap 345kV 3687 Bell_E_5 to 39950 TNP One Plant Switchyard CKT 2 | Bell | NORTH | 2024-08-30 | SOL | PV | 215.06 | FIS Request | 2021-11-17 | 2021-11-24 |  | 2021-11-23 |  |  |  | No |  |  | Not Required
24INR0167 | OCI SunRoper | SS Started, FIS Started, No IA | OCI SunRoper LLC | tap 44040 345kV Bailey to 111144 CBECII_5 CKT 41 | Wharton | SOUTH | 2024-08-30 | SOL | PV | 203.53 | FIS Request | 2021-11-18 | 2021-11-24 |  | 2021-11-23 |  |  |  | No |  |  | Not Required
New Projects added in December 2021 | [10 empty] | Changes from Last Report | GINR Project Milestone Dates
INR | Project Name | GINR Study Phase | Interconnecting Entity | POI Location | County | CDR Reporting Zone | Projected COD | Fuel | Technology | Capacity (MW) |  |  | Screening Study Started | Screening Study Complete | FIS Requested | FIS Approved | Economic Study Required | IA Signed |  | Air Permit | GHG Permit | Water Availability | Meets Planning | Meets All Planning |  | Construction Start | Construction End | Approved for Energization | Approved for Synchronization | Comment
[11 empty] | Change indicators: Proj Name, MW | Approval Date for | [6 empty] | Financial Security |  |  |  | Guide Section 6.9(1) | Guide Section 6.9 | Meets Planning Guide
[11 empty] | Size, COD, SFS/NtP, FIS Request, | Submission of Proof of | [6 empty] | and Notice to |  |  |  | Requirements for | Requirements for | QSA (Section 5.9)
[11 empty] | Status Change INA-to-PLN | Site Control | [6 empty] | Proceed Provided |  |  |  | Inclusion in Planning | Inclusion in Planning | Prerequisites
[23 empty] | Models | Models
21INR0253 | Ulysses Solar | SS Completed, FIS Started, No IA | BNB Tennyson Solar LLC | tap 345kV 6444 Red Creek - 60040 Bluff Creek | Coke | WEST | 2023-06-30 | SOL | PV | 150 | Status Change INA-to-PLN | 2019-05-14 | 2019-01-25 | 2019-04-05 | 2019-05-10 |  |  |  | No | Not Required | Not Required | Not Required
22INR0466 | Pajarita BESS | SS Completed, FIS Started, No IA | VESI 29 LLC | 8266 Marconi 138kV | Cameron | COASTAL | 2023-10-01 | OTH | BA | 205.5 | FIS Request | 2021-12-15 | 2021-01-25 | 2021-04-12 | 2021-12-01 |  |  |  | No |  |  | Not Required
22INR0494 | Quail Run Storage System | SS Completed, FIS Started, No IA | to be determined | 11016 Quail Run Switch 345kV | Ector | WEST | 2022-06-30 | OTH | BA | 50 | FIS Request |  | 2021-02-09 | 2021-05-06 | 2021-12-28 17:21 |  |  |  | No |  |  | Not Required
22INR0561 | Vortex Wind II | SS Completed, FIS Completed, No IA | AZURE SKY WIND PROJECT LLC | loop 345KV 60515 Clear Crossing-1421 WillowCr 345 kV | Throckmorton | WEST | 2022-03-14 | WIN | WT | 14 |  | 2019-02-28 | 2021-12-03 |  |  | 2021-04-30 |  |  | No | Not Required | Not Required | Not Required | [5 empty] | 2021-11-19
23INR0150 | New Found Solar | SS Completed, FIS Started, No IA | NFP Holdings | tap 345kV 42500 Dow - 43035 Oasis ckt 27 | Brazoria | COASTAL | 2023-08-31 | SOL | PV | 225 | Status Change INA-to-PLN | 2021-03-26 | 2021-02-04 | 2021-04-21 | 2021-03-15 |  | No |  | No |  |  | Not Required
23INR0240 | Welder Solar II | SS Completed, FIS Started, No IA | Welder Solar, LLC | tap 345kV 8624 Grissom - 8249 Angstrom | San Patricio | COASTAL | 2024-04-29 | SOL | PV | 300 | FIS Request |  | 2021-04-09 | 2021-06-30 | 2021-12-15 14:58 |  |  |  | No |  |  | Not Required
23INR0241 | Welder Storage II | SS Completed, FIS Started, No IA | Welder Storage, LLC | tap 345kV 8624 Grissom - 8249 Angstrom | San Patricio | COASTAL | 2024-04-29 | OTH | BA | 100 | FIS Request |  | 2021-04-09 | 2021-06-30 | 2021-12-15 15:07 |  |  |  | No |  |  | Not Required
23INR0289 | Skull Creek Solar | SS Completed, FIS Started, No IA | HEP AQUAMARINE HOLDINGS | Tap 138kV 3281 Tennessee Colony - 3499 Blackfoot | Anderson | NORTH | 2024-06-01 | SOL | PV | 124.74 | FIS Request |  | 2021-05-28 | 2021-08-19 | 2021-12-16 17:12 |  |  |  | No |  |  | Not Required
23INR0385 | Camp Creek Solar | SS Started, FIS Started, No IA | White Rock Solar, LLC | TAP 345 KV 3400 TWIN OAK SWITCH - 46020 LIMESTONE PLANT CIRCUIT 1 | Robertson | NORTH | 2023-11-30 | SOL | PV | 165.6 | FIS Request | 2021-12-17 | 2021-12-24 |  | 2021-12-09 |  |  |  | No |  |  | Not Required
23INR0391 | THUNDER ROAD ENERGY STORAGE | SS Started, FIS Started, No IA | Hecate Grid Thunder Road Storage LLC | 12491 FISH CREEK 138KV | Wood | NORTH | 2023-10-01 | OTH | BA | 153.4 | FIS Request | 2021-12-29 | 2021-10-22 |  | 2021-12-17 |  |  |  | No |  |  | Not Required
23INR0408 | TECO GTG2 | SS Started, FIS Started, No IA | Thermal Energy Corp. | 47430 TECO 138 kV | Harris | HOUSTON | 2023-05-01 | GAS | GT | 50 | FIS Request | 2021-12-09 | 2021-11-04 |  | 2021-12-01 |  |  |  | No
23INR0419 | SOHO BESS | SS Started, FIS Started, No IA | Black Mountain Energy Storage | 43035 Oasis 345kV | Brazoria | COASTAL | 2024-01-01 | OTH | BA | 206.32 | FIS Request | 2021-12-13 | 2021-12-03 |  | 2021-12-03 |  |  |  | No |  |  | Not Required
23INR0423 | Camp Creek Storage | SS Started, FIS Started, No IA | White Rock Solar | TAP 345 KV 3400 TWIN OAK SWITCH - 46020 LIMESTONE PLANT CIRCUIT 1 | Robertson | NORTH | 2023-11-30 | OTH | BA | 82.8 | FIS Request | 2021-12-24 | 2021-12-24 |  | 2021-12-21 |  |  |  | No |  |  | Not Required
24INR0078 | Apogee Wind II | SS Completed, FIS Started, No IA | King Creek Wind Farm 3, LLC | 60791 Perigee Substation 345kV | Throckmorton | WEST | 2022-12-01 | WIN | WT | 47.25 | FIS Request | 2021-12-29 | 2021-07-13 | 2021-09-20 | 2021-12-14 |  |  |  | No |  |  | Not Required
24INR0096 | BRP Volga BESS | SS Started, FIS Started, No IA | BRP Volga BESS LLC | 138 kV Seagoville Switch Substation (#2434; ONCOR) | Dallas | NORTH | 2024-02-01 | OTH | BA | 174.63 | FIS Request | 2021-12-13 | 2021-12-20 |  | 2021-12-03 |  |  |  | No |  |  | Not Required
24INR0108 | Louisa Energy Storage | SS Started, FIS Started, No IA | Viridity Energy Solutions Inc. | 138 kV Helotes (#5200) | Bexar | SOUTH | 2023-08-01 | OTH | BA | 102.77 | FIS Request | 2021-11-16 | 2021-11-16 |  | 2021-11-08 |  |  |  | No |  |  | Not Required
24INR0128 | BRP Desna BESS | SS Started, FIS Started, No IA | BRP Desna BESS LLC | 39703 TNP FM524 138kV | Brazoria | COASTAL | 2023-03-01 | OTH | BA | 205.44 | FIS Request | 2021-12-05 |  |  | 2021-11-29 |  |  |  | No |  |  | Not Required
24INR0129 | BRP Rhea BESS | SS Started, FIS Started, No IA | BRP Rhea BESS LLC | the 138 kV Royse Switch Substation (#2472; ONCOR) | Rockwall | NORTH | 2024-02-01 | OTH | BA | 414.07 | FIS Request | 2021-12-15 | 2021-12-20 |  | 2021-12-03 |  |  |  | No |  |  | Not Required
24INR0130 | BRP Artemis BESS | SS Started, FIS Started, No IA | BRP Artemis BESS LLC | The 345 kV Roans Prairie Substation (#40600); CNP | Grimes | NORTH | 2024-02-01 | OTH | BA | 414.07 | FIS Request | 2021-12-15 | 2021-12-20 |  | 2021-12-03 |  |  |  | No |  |  | Not Required
24INR0131 | BRP Zelus BESS | SS Started, FIS Started, No IA | BRP Zelus BESS LLC | the 138 kV Zapata Substation (#8299; AEP) | Zapata | SOUTH | 2024-02-01 | OTH | BA | 206.96 | FIS Request | 2021-12-15 | 2021-12-20 |  | 2021-12-03 |  |  |  | No |  |  | Not Required
24INR0133 | BRP Hestia BESS | SS Started, FIS Started, No IA | BRP Hestia BESS LLC | the 69 kV Rock Springs Substation (#78238, LCRA) | Edwards | SOUTH | 2024-02-01 | OTH | BA | 29.05 | FIS Request | 2021-12-28 | 2021-12-29 |  | 2021-12-28 |  |  |  | No |  |  | Not Required
24INR0134 | BRP Hemera BESS | SS Started, FIS Started, No IA | BRP Hemera BESS LLC | 345 kV Deaf Smith Substation (#23908, Oncor) | Deaf Smith | PANHANDLE | 2024-05-01 | OTH | BA | 206.96 | FIS Request | 2021-12-20 | 2021-12-29 |  | 2021-12-14 |  |  |  | No |  |  | Not Required
24INR0135 | BRP Mekong BESS | SS Started, FIS Started, No IA | BRP Mekong BESS LLC | Tap 345 kV line from Twin Oak Switch (#3400) to TPN One Plant Switchyard (#39950) | Robertson | NORTH | 2024-03-01 | OTH | BA | 413.74 | FIS Request | 2021-12-15 | 2021-12-20 |  | 2021-12-03 |  |  |  | No |  |  | Not Required
24INR0157 | BRP Merope BESS | SS Started, FIS Started, No IA | BRP Merope BESS LLC | 345 kV Corn Trail Switch Substation (#11441) | Comanche | NORTH | 2024-03-01 | OTH | BA | 413.74 | FIS Request | 2021-12-13 | 2021-12-20 |  | 2021-12-03 |  |  |  | No |  |  | Not Required
24INR0171 | East Caney Creek Solar | SS Started, FIS Started, No IA | East Caney Creek Solar LLC | Jewett – Singleton 345 kV [PTI Bus # 3390 – 44645] | Leon | NORTH | 2024-06-01 | SOL | PV | 700 | FIS Request | 2021-11-09 | 2021-12-13 |  | 2021-12-07 |  |  |  | No |  |  | Not Required
24INR0188 | Tehuacana Creek Solar | SS Started, FIS Started, No IA | Tehuacana Creek Solar LLC | Tap 345kV 3381 Big Brown – 68091 Navarro | Navarro | NORTH | 2024-06-01 | SOL | PV | 700 | FIS Request | 2021-12-15 | 2021-12-20 |  | 2021-12-09 |  |  |  | No |  |  | Not Required
24INR0189 | Tehuacana Creek BESS | SS Started, FIS Started, No IA | Tehuacana Creek Solar LLC | Tap 345kV 3381 Big Brown – 68091 Navarro | Navarro | NORTH | 2024-06-01 | OTH | BA | 350 | FIS Request | 2021-12-15 | 2021-12-20 |  | 2021-12-09 |  |  |  | No |  |  | Not Required
New Projects added in January 2022 | [10 empty] | Changes from Last Report | GINR Project Milestone Dates
INR | Project Name | GINR Study Phase | Interconnecting Entity | POI Location | County | CDR Reporting Zone | Projected COD | Fuel | Technology | Capacity (MW) |  |  | Screening Study Started | Screening Study Complete | FIS Requested | FIS Approved | Economic Study Required | IA Signed |  | Air Permit | GHG Permit | Water Availability | Meets Planning | Meets All Planning |  | Construction Start | Construction End | Approved for Energization | Approved for Synchronization | Comment
[11 empty] | Change indicators: Proj Name, MW | Approval Date for | [6 empty] | Financial Security |  |  |  | Guide Section 6.9(1) | Guide Section 6.9 | Meets Planning Guide
[11 empty] | Size, COD, SFS/NtP, FIS Request, | Submission of Proof of | [6 empty] | and Notice to |  |  |  | Requirements for | Requirements for | QSA (Section 5.9)
[11 empty] | Status Change INA-to-PLN | Site Control | [6 empty] | Proceed Provided |  |  |  | Inclusion in Planning | Inclusion in Planning | Prerequisites
[23 empty] | Models | Models
20INR0222 | Tyson Nick Solar | SS Completed, FIS Completed, IA | Tyson Nick Solar Project, LLC | 1700 Toco 138kV | Lamar | NORTH | 2023-05-31 | SOL | PV | 90 | Status Change INA-to-PLN | 2019-02-25 | 2018-12-12 | 2019-02-15 | 2019-01-14 | 2020-07-06 | No | 2020-08-28 | No | Not Required | Not Required | Not Required
23INR0381 | Soportar ESS | SS Completed, FIS Started, No IA | Bexar ESS LLC | 5007 Alamo One 138kV | Bexar | SOUTH | 2024-08-30 | OTH | BA | 102.11 | FIS Request | 2022-01-05 | 2021-09-21 | 2021-12-06 |  |  |  |  | No |  |  | Not Required
23INR0401 | Headcamp | SS Started, FIS Started, No IA | Momentum Energy Storage Partners | tap 138kV 38310 TN 16 st - 38330 TN Woodward tap | Pecos | WEST | 2024-01-24 | OTH | BA | 150 | FIS Request |  | 2021-12-03 |  | 2022-01-21 13:49 |  |  |  | No |  |  | Not Required
23INR0429 | Shaw Storage | SS Started, FIS Started, No IA | Montague Solar, LLC | Tap 138kV 7146 Verde Creek - 7438 Bandera | Bandera | SOUTH | 2023-10-31 | OTH | BA | 28 | FIS Request | 2022-01-10 | 2022-01-13 |  | 2021-12-29 |  |  |  | No |  |  | Not Required
23INR0431 | BRP Pollux BESS | SS Started, FIS Started, No IA | BRP Pollux BESS LLC | 138 kV Olsen Switching Station (#37460) | Bosque | NORTH | 2023-06-01 | OTH | BA | 163.42 | FIS Request | 2021-12-20 | 2022-01-06 |  | 2022-01-04 |  |  |  | No |  |  | Not Required
23INR0438 | Eiffel Solar II | SS Started, FIS Started, No IA | PARIS SOLAR FARM, LLC | Tap 138kV 1693 Paris Switch - 1769 Paris East Tap | Lamar | NORTH | 2023-09-01 | SOL | PV | 40 | FIS Request | 2022-01-12 | 2022-01-06 |  | 2022-01-05 |  |  |  | No |  |  | Not Required
23INR0439 | Smokey Willie Solar | SS Started, FIS Started, No IA | Smokey Willie Solar | 3114 Palestine Alcoa 138kV | Anderson | NORTH | 2023-12-30 | SOL | PV | 200.5 | FIS Request | 2021-12-29 | 2022-01-06 |  | 2021-12-29 |  |  |  | No |  |  | Not Required
23INR0456 | Bronze Quinta Storage | SS Started, FIS Started, No IA | KCE TX 28, LLC | S_MCALLN 8371 (S. McAllen 138kV Substation) | Hidalgo | SOUTH | 2023-12-01 | OTH | BA | 103.51 | FIS Request | 2022-01-12 | 2022-01-13 |  | 2022-01-11 |  |  |  | No |  |  | Not Required
23INR0457 | Hive Hollows Storage | SS Started, FIS Started, No IA | KCE TX 27, LLC | TEMP_SS__8 3415 (Temple SW 138 kV Substation) | Bell | NORTH | 2023-12-01 | OTH | BA | 103.51 | FIS Request |  | 2022-01-28 |  | 2022-01-18 |  |  |  | No |  |  | Not Required
24INR0040 | Rosebud Solar | SS Completed, FIS Started, No IA | Rosebud Solar, LLC | tap 69kV 65 Silver City - 69 Barclay | Falls | NORTH | 2024-02-29 | SOL | PV | 112.64 | FIS Request | 2022-01-12 | 2021-04-13 | 2021-07-06 | 2022-01-10 |  |  |  | No |  |  | Not Required
24INR0046 | Milky Way Solar | SS Completed, FIS Started, No IA | Aurora Solar LLC | 967 Gibbons Creek - 3400 Twin Oak 345 kV transmission line. | Robertson | NORTH | 2024-12-31 | SOL | PV | 300 | FIS Request | 2022-01-07 | 2021-04-13 | 2021-07-06 | 2021-12-30 |  |  |  | No |  |  | Not Required
24INR0062 | Eighteenmile Storage SLF | SS Started, FIS Started, No IA | Weser Solar, LLC | Tap 5730 Four Corners to 5728 Choate 138 kV | Goliad | SOUTH | 2024-07-31 | OTH | BA | 0 | FIS Request | 2022-01-12 | 2021-12-29 |  | 2022-01-07 |  |  |  | No |  |  | Not Required
24INR0066 | Clip Road Storage 1 SLF | SS Completed, FIS Started, No IA | Clip Road Solar, LLC | Tap 345kV 8624 Grissom - 8164 Coleto Creek | Goliad | SOUTH | 2024-07-31 | OTH | BA | 0 | FIS Request | 2022-01-20 | 2021-06-17 | 2021-09-01 | 2022-01-10 |  |  |  | No |  |  | Not Required
24INR0110 | Kildare | SS Started, FIS Started, No IA | Galsol, LLC | 5524 Cordele 69 Sub 69 kV | Jackson | SOUTH | 2024-01-19 | SOL | PV | 70 | FIS Request | 2022-01-19 | 2022-01-28 |  | 2022-01-18 |  |  |  | No |  |  | Not Required
24INR0158 | Comet Solar | SS Started, FIS Started, No IA | Milky Way Power LLC | Paducah 138 kV Station (PSSE Bus number 6135) | Cottle | WEST | 2024-11-04 | SOL | PV | 151.76 | FIS Request | 2022-01-05 | 2022-01-20 |  | 2022-01-06 |  |  |  | No |  |  | Not Required
24INR0162 | Chiltepin Storage | SS Started, FIS Started, No IA | Chiltepin Solar-Storage, LLC | 6673 Musquiz 138kV | Pecos | WEST | 2023-12-01 | OTH | BA | 100 | FIS Request | 2021-11-09 | 2022-01-13 |  | 2021-12-16 |  |  |  | No |  |  | Not Required
24INR0169 | Yaupon Storage SLF | SS Started, FIS Started, No IA | Yaupon Solar, LLC | Tap 345-kV from 3687 Bell Co East to 39950 TNP One CKT 1 | Milam | SOUTH | 2024-10-01 | OTH | BA | 0 | FIS Request | 2022-01-12 | 2021-11-10 |  | 2022-01-10 |  |  |  | No |  |  | Not Required
24INR0186 | Rowdy Creek Solar | SS Started, FIS Started, No IA | Rowdy Creek Solar LLC | Tap 345kV 1692 Paris Switch – 1729 Valley South | Lamar | NORTH | 2024-06-01 | SOL | PV | 700 | FIS Request | 2021-12-13 | 2022-01-28 |  | 2022-01-25 |  |  |  | No |  |  | Not Required
24INR0187 | Rowdy Creek BESS | SS Started, FIS Started, No IA | Rowdy Creek Solar LLC | Tap 345kV 1692 Paris Switch – 1729 Valley South | Lamar | NORTH | 2024-06-01 | OTH | BA | 350 | FIS Request | 2021-12-13 | 2022-01-28 |  | 2022-01-25 |  |  |  | No |  |  | Not Required
New Projects added in February 2022 | [10 empty] | Changes from Last Report | GINR Project Milestone Dates
INR | Project Name | GINR Study Phase | Interconnecting Entity | POI Location | County | CDR Reporting Zone | Projected COD | Fuel | Technology | Capacity (MW) |  |  | Screening Study Started | Screening Study Complete | FIS Requested | FIS Approved | Economic Study Required | IA Signed |  | Air Permit | GHG Permit | Water Availability | Meets Planning | Meets All Planning |  | Construction Start | Construction End | Approved for Energization | Approved for Synchronization | Comment
[11 empty] | Change indicators: Proj Name, MW | Approval Date for | [6 empty] | Financial Security |  |  |  | Guide Section 6.9(1) | Guide Section 6.9 | Meets Planning Guide
[11 empty] | Size, COD, SFS/NtP, FIS Request, | Submission of Proof of | [6 empty] | and Notice to |  |  |  | Requirements for | Requirements for | QSA (Section 5.9)
[11 empty] | Status Change INA-to-PLN | Site Control | [6 empty] | Proceed Provided |  |  |  | Inclusion in Planning | Inclusion in Planning | Prerequisites
[23 empty] | Models | Models
16INR0104 | Big Sampson Wind | SS Completed, FIS Started, IA | Infinity Renewables | 76005 Schneeman Draw 345kV | Crockett | WEST | 2024-10-01 | WIN | WT | 400 | Status Change INA-to-PLN |  | 2015-05-11 | 2015-06-17 |  | No | 2019-11-08 | No | Not Required | Not Required | Not Required
20INR0101 | Westoria Solar | SS Completed, FIS Completed, IA | Brazoria West Solar Project, LLC | tap 138kV 42410 Burke - 43380 W Columbia | Brazoria | COASTAL | 2022-09-19 | SOL | PV | 203.35 | Status Change INA-to-PLN | 2018-10-23 | 2018-06-07 | 2018-07-30 | 2020-06-01 | No | 2020-03-20 | Yes | Not Required | Not Required | Not Required | 2020-07-10 | 2021-04-30 | 2021-04-30
20INR0259 | San Bernard Solar II | SS Completed, FIS Started, No IA | San Bernard Solar II, LLC | tap 138kV 43012 New Gulf - 43340 Texas Gulf Sulphur | Wharton | SOUTH | 2022-01-01 | SOL | PV | 102 | Status Change INA-to-PLN | 2019-06-12 | 2019-03-25 | 2019-06-12 |  |  |  | No |  |  | Not Required
22INR0469 | Harper Energy Storage | SS Started, FIS Started, No IA | VESI 31 LLC | Tap 138kV 8314 La Palma - 80229 Villa Cavazos | Cameron | COASTAL | 2023-08-01 | OTH | BA | 82.42 | FIS Request | 2022-02-10 | 2021-12-03 |  |  |  |  | No |  |  | Not Required
23INR0126 | Sigma Storage | SS Completed, FIS Started, No IA | AES Distributed Energy, Inc | 40460 Deepwater 138kV | Harris | HOUSTON | 2024-12-31 | OTH | BA | 408.4 | FIS Request | 2022-02-17 | 2021-05-11 | 2021-07-30 |  |  |  | No |  |  | Not Required
23INR0250 | Cody Solar | SS Completed, FIS Started, No IA | Woodlands Energy Renewables LLC | 3607 Temple 138kV | Bell | NORTH | 2023-08-01 | SOL | PV | 150 | FIS Request | 2022-02-03 | 2021-04-26 | 2021-07-20 |  |  |  | No |  |  | Not Required
23INR0251 | Cody Storage | SS Completed, FIS Started, No IA | Woodlands Energy Renewables LLC | 3607 Temple 138kV | Bell | NORTH | 2023-09-15 | OTH | BA | 50 | FIS Request | 2022-02-08 | 2021-04-26 | 2021-07-20 |  |  |  | No |  |  | Not Required
23INR0336 | Bypass Battery Storage | SS Completed, FIS Started, No IA | Parish Storage | 44000 W_A_P__POI5A 345 kV | Fort Bend | HOUSTON | 2024-09-01 | OTH | BA | 206.9 | FIS Request | 2022-02-18 | 2021-08-18 | 2021-11-05 |  |  |  | No | Not Required | Not Required | Not Required
23INR0367 | Fewell Solar | SS Completed, FIS Started, No IA | Belltown Power Texas | Tap 138kV 3597 Groesbeck - 3634 Groesbeck Main | Limestone | NORTH | 2023-12-31 | SOL | PV | 203.5 | FIS Request | 2022-02-28 | 2021-08-19 | 2021-11-05 |  |  |  | No |  |  | Not Required
23INR0455 | Bessie Storage SLF | SS Started, FIS Started, No IA | Duke Energy Renewables Storage, LLC | 162104 Charlie Egner 345kV | Starr | SOUTH | 2023-12-01 | OTH | BA | 0 | FIS Request | 2022-02-08 | 2022-02-21 |  |  |  |  | No | Not Required | Not Required | Not Required
23INR0462 | Palladium Storage | SS Started, FIS Started, No IA | Belltown Power Texas | Direct connection to #8347 Wesmer substation | Hidalgo | SOUTH | 2023-05-31 | OTH | BA | 152 | FIS Request |  | 2022-02-28 |  |  |  |  | No |  |  | Not Required
24INR0031 | Stoneridge Solar | SS Completed, FIS Started, No IA | Stoneridge Solar, LLC | Tap 345 kV 13429 SANDOW SWITCH - 7040 AUSTROP | Milam | SOUTH | 2023-12-15 | SOL | PV | 200 | FIS Request | 2022-02-14 | 2021-10-08 | 2022-01-03 |  |  |  | No | Not Required | Not Required | Not Required
24INR0041 | Rock N' Roll Solar SLF | SS Completed, FIS Started, No IA | Rock N Roll Solar | tap 138kV 44600 Rosharon - 44531 Winmil | Brazoria | COASTAL | 2024-06-01 | SOL | PV | 151.97 | FIS Request | 2022-02-10 | 2021-05-10 | 2021-07-30 |  |  |  | No |  |  | Not Required
24INR0059 | Cuchillas Solar | SS Completed, FIS Started, No IA | Gransolar Texas Two, LLC | 80219 Lobo 345kV | Webb | SOUTH | 2024-11-21 | SOL | PV | 305.6 | FIS Request | 2022-02-24 | 2021-06-02 | 2021-08-18 |  |  |  | No |  |  | Not Required
24INR0076 | Green Bird Solar | SS Started, FIS Started, No IA | Gigawatt Solar LLC | Tap 345kV 1873 Benbrook - 2285 Carmichael CKT 1 | Johnson | NORTH | 2024-12-31 | SOL | PV | 502 | FIS Request | 2022-02-02 | 2022-02-07 |  |  |  |  | No |  |  | Not Required
24INR0109 | Oriana BESS | SS Completed, FIS Started, No IA | Oriana Solar LLC | Tap 138kV 5502 Rayburn - 5584 Vanderbilt | Victoria | SOUTH | 2024-03-31 | OTH | BA | 61.39 | FIS Request | 2022-02-24 | 2021-08-25 | 2021-11-17 |  |  |  | No | Not Required | Not Required | Not Required
24INR0177 | Mitchell Plant Road Solar | SS Started, FIS Started, No IA | DHI Power, LLC | Tap White Baker (Bus# 38430) - Oxy Century (Bus# 38431) 138 kV Line | Pecos | WEST | 2024-06-01 | SOL | PV | 202.8 | FIS Request | 2022-01-31 | 2022-02-21 |  |  |  |  | No |  |  | Not Required
24INR0185 | BRP Kotys BESS | SS Started, FIS Started, No IA | BRP Kotys BESS LLC | 138 kV Argyle Substation (#1984) | Denton | NORTH | 2024-11-01 | OTH | BA | 163.41 | FIS Request | 2022-02-11 | 2022-02-28 |  |  |  |  | No |  |  | Not Required
24INR0195 | El Patrimonio Solar 2 | SS Started, FIS Started, No IA | Heritage Solar, LLC | Tap 5429 TRUMBO TO 5260 LEON CREEK | Bexar | SOUTH | 2024-05-18 | SOL | PV | 45 | FIS Request |  | 2022-01-13 |  |  |  |  | No |  |  | Not Required
24INR0196 | Dori BQ BESS | SS Started, FIS Started, No IA | Sunnyside Energy LLC | 138kV line Holmes (#47210) - Garden Villas (#42680); CNP | Harris | HOUSTON | 2024-01-01 | OTH | BA | 154 | FIS Request | 2022-01-05 | 2022-02-07 |  |  |  |  | No |  |  | Not Required
24INR0197 | Opuntia Storage SLF | SS Started, FIS Started, No IA | Opuntia Solar, LLC | tap 138 kV 5607 Warburton - 8912 Medio Creek | Refugio | COASTAL | 2024-07-01 | OTH | BA | 0 | FIS Request | 2022-02-01 | 2022-02-07 |  |  |  |  | No |  |  | Not Required
24INR0206 | Glasgow Solar | SS Started, FIS Started, No IA | Belltown Power Texas | 345kV line between BUS #2466 Big Onion to #68091 Navarro circuit | Navarro | NORTH | 2024-05-31 | SOL | PV | 203.5 | FIS Request | 2022-02-03 | 2022-02-07 |  |  |  |  | No |  |  | Not Required
24INR0207 | Glasgow Storage | SS Started, FIS Started, No IA | Belltown Power Texas | 345kV line between BUS #2466 Big Onion to #68091 Navarro circuit | Navarro | NORTH | 2024-05-31 | OTH | BA | 101 | FIS Request |  | 2022-02-21 |  |  |  |  | No |  |  | Not Required
24INR0213 | Owens Solar | SS Started, FIS Started, No IA | Belltown Power Texas | Tap 138kV line between 177 BOSQUE and 181 Cayote | Bosque | NORTH | 2024-05-31 | SOL | PV | 203.5 | FIS Request | 2022-02-01 | 2022-02-07 |  |  |  |  | No |  |  | Not Required
24INR0233 | St. Gall Solar | SS Started, FIS Started, No IA | St. Gall Solar LLC | 38355 Leon Creek 138kV | Pecos | WEST | 2024-12-01 | SOL | PV | 207 | FIS Request | 2022-02-07 | 2022-02-28 |  |  |  |  | No |  |  | Not Required
24INR0234 | Rock N' Roll Storage SLF | SS Started, FIS Started, No IA | Rock N' Roll Solar, LLC | tap 138kV 44600 Rosharon - 44531 Winmil | Brazoria | COASTAL | 2024-06-01 | OTH | BA | 0 | FIS Request | 2022-02-10 | 2022-02-28 |  |  |  |  | No |  |  | Not Required
24INR0235 | Rock N' Roll Storage Two | SS Started, FIS Started, No IA | Rock N' Roll Solar, LLC | tap 138kV 44600 Rosharon - 44531 Winmil | Brazoria | COASTAL | 2024-06-01 | OTH | BA | 206 | FIS Request | 2022-02-24 | 2022-02-28 |  |  |  |  | No |  |  | Not Required
24INR0255 | Mitchell Plant Road Storage SLF | SS Started, FIS Started, No IA | DHI POWER, LLC | Tap White Baker (Bus# 38430) - Oxy Century (Bus# 38431) 138 kV Line | Pecos | WEST | 2024-06-01 | OTH | BA | 0 | FIS Request | 2022-02-23 | 2022-02-28 |  |  |  |  | No
24INR0260 | Lager Storage | SS Started, FIS Started, No IA | Momentum Energy Storage Partners,LLC | 8031 Gillrina 69kV | Nueces | COASTAL | 2024-02-10 | OTH | BA | 30 | FIS Request | 2022-02-21 | 2022-02-28 |  |  |  |  | No |  |  | Not Required
24INR0264 | Goldenrod Creek Solar | SS Started, FIS Started, No IA | Goldenrod Creek Solar LLC | Tap 345kV 5915 STP - 5133 Elm Creek ckt 1 | Jackson | SOUTH | 2024-12-31 | SOL | PV | 660 | FIS Request | 2022-02-25 | 2022-02-28 |  |  |  |  | No |  |  | Not Required
24INR0268 | Goldenrod Creek ESS - SLF | SS Started, FIS Started, No IA | Goldenrod Creek Solar LLC | Tap 345kV 5915 STP - 5133 Elm Creek ckt 1 | Jackson | SOUTH | 2024-12-31 | OTH | BA | 0 | FIS Request | 2022-02-25 | 2022-02-28 |  |  |  |  | No |  |  | Not Required
24INR0274 | Bufflehead BESS | SS Started, FIS Started, No IA | Black Mountain Energy Storage | 2475 Lavon 138kV | Collin | NORTH | 2024-04-01 | OTH | BA | 201.2 | FIS Request | 2022-02-25 | [5 empty] | No |  |  | Not Required
24INR0275 | Picadillo BESS | SS Started, FIS Started, No IA | Black Mountain Energy Storage | Direct Tap of #11229 Stanton 138kV | Martin | WEST | 2024-05-31 | OTH | BA | 100.83 | FIS Request | 2022-02-25 | [5 empty] | No |  |  | Not Required
25INR0039 | Borderland ESC | SS Started, FIS Started, No IA | FRESH AIR ENERGY II, LLC | 8368 McAllen 138kV (N_MCALLN4A) | Hidalgo | SOUTH | 2024-12-31 | OTH | BA | 200 | FIS Request | 2022-02-08 | 2022-02-21 |  |  |  |  | No |  |  | Not Required
25INR0040 | McMEXICO STORAGE | SS Started, FIS Started, No IA | FRESH AIR ENERGY II, LLC | 8644 Trade Zone 138kV | Hidalgo | SOUTH | 2024-12-31 | OTH | BA | 200 | FIS Request | 2022-01-28 | 2022-02-28 |  |  |  |  | No |  |  | Not Required
25INR0043 | Knickerbocker Storage II | SS Started, FIS Started, No IA | San Angelo Solar 2 LLC | Tap 345kV 76003 Big Hill - 76009 Twin Buttes | Tom Green | WEST | 2025-01-15 | OTH | BA | 178.21 | FIS Request | 2022-02-03 | 2022-02-21 |  |  |  |  | No |  |  | Not Required
25INR0055 | Three W Solar | SS Started, FIS Started, No IA | Three W Solar LLC | tap 138kV 3522 Hillboro1_8 - 237 Blanton CKT 1 | Hill | NORTH | 2025-06-01 | SOL | PV | 111.6 | FIS Request | 2022-02-25 | [5 empty] | No |  |  | Not Required
New Projects added in March 2022 | [10 empty] | Changes from Last Report | GIM Project Milestone Dates
INR | Project Name | GIM Study Phase | Interconnecting Entity | POI Location | County | CDR Reporting Zone | Projected COD | Fuel | Technology | Capacity (MW) |  |  | Screening Study Started | Screening Study Complete | FIS Requested | FIS Approved | Economic Study Required | IA Signed |  | Air Permit | GHG Permit | Water Availability | Meets Planning | Meets All Planning |  | Construction Start | Construction End | Approved for Energization | Approved for Synchronization | Comment
[11 empty] | Change indicators: Proj Name, MW | Approval Date for | [6 empty] | Financial Security |  |  |  | Guide Section 6.9(1) | Guide Section 6.9 | Meets Planning Guide
[11 empty] | Size, COD, SFS/NtP, FIS Request, | Submission of Proof of | [6 empty] | and Notice to |  |  |  | Requirements for | Requirements for | QSA (Section 5.9)
[11 empty] | Status Change INA-to-PLN | Site Control | [6 empty] | Proceed Provided |  |  |  | Inclusion in Planning | Inclusion in Planning | Prerequisites
[23 empty] | Models | Models
19INR0002 | Grandfalls Solar | SS Completed, FIS Started, No IA | Nextera | tap 345kV 11028 Odessa - 76000 N McCamey | Upton | WEST | 2023-12-31 | SOL | PV | 350 | Status Change INA-to-PLN | 2016-05-24 | 2016-05-24 | 2016-06-06 | 2016-05-24 |  |  |  | No | Not Required | Not Required | Not Required
19INR0117 | Roadrunner Crossing Wind | SS Completed, FIS Started, IA | NextEra Energy Resources, LLC | 68051 Reata 345kV | Eastland | NORTH | 2022-12-15 | WIN | WT | 200.2 | Status Change INA-to-PLN | 2018-03-01 | 2017-09-08 | 2017-11-07 | 2018-03-05 |  | No | 2020-04-17 | Yes | Not Required | Not Required | Not Required | 2020-09-17
20INR0035 | Angus Solar | SS Completed, FIS Started, IA | Angus Solar, LLC | tap 138kV 177 Bosque - 181 Cayote | Bosque | NORTH | 2023-11-01 | SOL | PV | 113 | Status Change INA-to-PLN | 2017-11-13 | 2017-11-13 | 2018-01-02 | 2017-11-13 |  |  | 2021-12-06 | Yes | Not Required | Not Required | Not Required
20INR0202 | Rueter Solar | SS Completed, FIS Completed, IA | Reuter Solar | New 345kV LST Skydancer Station (tap 345kV line between West Shackelford #68000 to Navarro #68091) | Bosque | NORTH | 2022-12-31 | SOL | PV | 200 | Status Change INA-to-PLN | 2018-10-10 | 2018-09-19 | 2018-10-03 | 2018-10-10 | 2020-02-24 | No | 2020-10-15 | No | Not Required | Not Required | Not Required
20INR0236 | Old Hickory Solar | SS Completed, FIS Completed, IA | Old Hickory Solar LLC | tap 345kV 5133 Elmcreek - 5915 STP c2 | Jackson | SOUTH | 2023-05-31 | SOL | PV | 206 | Status Change INA-to-PLN | 2019-08-27 | 2019-01-25 | 2019-04-19 | 2019-08-12 | 2020-10-09 |  | 2020-06-30 | Yes | Not Required | Not Required | Not Required | 2021-04-12
21INR0240 | La Casa Wind | SS Completed, FIS Completed, No IA | Nextera Energy Resources LLC | New switching station: 138kV Graham Plant Switch - Breckenridge - Leon Switch | Stephens | NORTH | 2022-12-15 | WIN | WT | 201 | Status Change INA-to-PLN |  | 2018-12-28 | 2019-03-12 | 2018-12-29 | 2021-07-08 |  |  | No | Not Required | Not Required | Not Required
21INR0389 | Red-tailed Hawk Solar | SS Completed, FIS Completed, IA | Red Tailed Hawk Solar LLC | tap 345kV 44200 Hillje - 44000 WA Parish | Wharton | SOUTH | 2024-03-31 | SOL | PV | 350 | Status Change INA-to-PLN | 2019-07-01 | 2019-07-08 | 2019-10-02 | 2019-07-01 | 2020-03-13 |  | 2020-08-28 | Yes | Not Required | Not Required | Not Required
21INR0515 | Roadrunner Crossing Wind II | SS Completed, FIS Started, No IA | Nextera Energy Resources LLC | tap 345kV 68005 WShack - 68050 Romney | Eastland | NORTH | 2022-12-15 | WIN | WT | 105.6 | Status Change INA-to-PLN | 2020-10-27 | 2020-07-02 | 2020-09-14 | 2020-07-09 |  |  |  | No |  |  | Not Required
22INR0326 | Inertia Wind | SS Completed, FIS Completed, IA | Inertia WS Holdings, LLC | tap 345kV 60515 Clear Crossing - 6104 Smoky Hill | Haskell | WEST | 2022-12-31 | WIN | WT | 350 | Status Change INA-to-PLN | 2020-08-31 | 2020-06-03 | 2021-02-02 | 2020-05-27 | 2022-02-07 |  | 2021-05-04 | Yes |  |  | Not Required | 2021-10-08
22INR0328 | Inertia BESS | SS Completed, FIS Started, IA | Inertia WS Holdings, LLC | tap 345kV 60515 Clear Crossing - 6104 Smoky Hill | Haskell | WEST | 2022-12-31 | OTH | BA | 121.45 | Status Change INA-to-PLN | 2020-08-24 | 2020-06-03 | 2021-02-02 | 2020-05-27 |  |  | 2021-05-04 | Yes | Not Required | Not Required | Not Required | 2021-10-08
22INR0374 | Inertia Solar | SS Completed, FIS Started, IA | Inertia WS Holdings, LLC | tap 345kV 60515 Clear Crossing - 6104 Smoky Hill | Haskell | WEST | 2023-12-31 | SOL | PV | 258.35 | Status Change INA-to-PLN | 2020-10-26 |  | 2021-02-02 | 2020-10-13 |  |  | 2021-05-04 | Yes |  |  | Not Required | 2021-10-08
22INR0375 | Inertia BESS 2 | SS Completed, FIS Started, IA | Inertia WS Holdings, LLC | tap 345kV 60515 Clear Crossing - 6104 Smoky Hill | Haskell | WEST | 2022-12-31 | OTH | BA | 100.77 | Status Change INA-to-PLN | 2020-10-26 |  | 2021-02-02 | 2020-10-13 |  |  | 2021-05-04 | Yes | Not Required | Not Required | Not Required | 2021-10-08
22INR0457 | Anson BAT | SS Completed, FIS Started, No IA | Anson Solar Center, LLC | tap 345kV 68000 WShack - 68001 Clayton | Jones | WEST | 2023-12-29 | OTH | BA | 152.39 | FIS Request | 2022-03-03 | 2020-12-03 | 2021-02-19 | 2022-02-23 |  |  |  | No |  |  | Not Required
23INR0127 | Beacon Storage | SS Completed, FIS Started, No IA | AES Distributed Energy, Inc | 40450 Deepwater 345kV | Harris | HOUSTON | 2023-12-31 | OTH | BA | 408.7 | FIS Request | 2022-03-23 | 2021-05-05 | 2021-07-27 | 2022-02-28 |  |  |  | No |  |  | Not Required
23INR0216 | Venus Mill Storage | SS Started, FIS Started, No IA | KCE TX 14, LLC | VENUS 1910 (Venus 138kV Substation) | Ellis | NORTH | 2024-07-12 | OTH | BA | 103.51 | FIS Request | 2022-02-11 | 2022-03-14 |  | 2022-03-04 |  |  |  | No | Not Required | Not Required | Not Required
23INR0233 | Earthwise Solar | SS Started, FIS Started, No IA | Quanah Solar 2 | Tap 345kV 60504 Tesla - 61001 Jim Treece | Hardeman | WEST | 2024-12-29 | SOL | PV | 310.66 | FIS Request | 2022-02-23 | 2022-03-14 |  | 2022-02-25 |  |  |  | No |  |  | Not Required
23INR0266 | Langer Storage | SS Completed, FIS Started, No IA | Langer Solar, LLC | tap 345kV 68040 Kopperl - 68091 Navarro | Bosque | NORTH | 2024-06-01 | OTH | BA | 61.92 | FIS Request | 2022-03-22 | 2021-05-10 | 2021-07-30 | 2022-02-25 |  |  |  | No |  |  | Not Required
23INR0478 | XE Rhoda Storage | SS Started, FIS Started, No IA | Milam 2 Solar LLC | Tap 138kV 32 Robertson - 64 Milano | Milam | SOUTH | 2024-02-28 | OTH | BA | 34.67 | FIS Request | 2022-03-31 |  |  | 2022-03-18 |  |  |  | No |  |  | Not Required
24INR0058 | Briggs Storage | SS Completed, FIS Started, No IA | Briggs Solar, LLC | tap 345kV 60514 Clear Crossing - 6104 Smoky Hill | Haskell | WEST | 2024-12-31 | OTH | BA | 72.94 | FIS Request | 2022-03-18 | 2021-05-31 | 2021-08-18 | 2022-03-04 |  |  |  | No |  |  | Not Required
24INR0067 | KEYS HOLLOW SOLAR SLF | SS Completed, FIS Started, No IA | Clip Road Solar, LLC | TAP 345 KV LINE FROM COLETO 8164 - RAPTOR7A 8673 | Goliad | SOUTH | 2024-07-31 | SOL | PV | 204.08 | FIS Request | 2022-03-10 | 2021-06-17 | 2021-09-01 | 2022-03-04 |  |  |  | No |  |  | Not Required
24INR0068 | KEYS HOLLOW STORAGE SLF | SS Completed, FIS Started, No IA | Clip Road Solar, LLC | TAP 345 KV LINE FROM COLETO 8164 - RAPTOR7A 8673 | Goliad | SOUTH | 2024-07-31 | OTH | BA | 0 | FIS Request | 2022-03-10 | 2021-06-17 | 2021-09-01 | 2022-03-04 |  |  |  | No |  |  | Not Required
24INR0077 | Quarter Ranch Solar | SS Completed, FIS Started, No IA | Gransolar Texas Three LLC | Radial line to Cenizo Series (Series Cap Station Side) 345 kV – Substation (Bus Number# 80223) | Zapata | SOUTH | 2024-03-15 | SOL | PV | 154.12 | FIS Request | 2022-03-28 | 2021-07-13 | 2021-09-28 | 2022-03-23 |  |  |  | No |  |  | Not Required
24INR0088 | Tres Margaritas Solar | SS Completed, FIS Started, No IA | Gransolar Texas Six, LLC | Tap 138kV 8613 Big Wells – 8212 Dilley Switching Station | Dimmit | SOUTH | 2024-03-01 | SOL | PV | 60.95 | FIS Request | 2022-03-08 | 2021-07-13 | 2021-10-08 | 2022-02-21 |  |  |  | No |  |  | Not Required
24INR0106 | Payne Battlecreek | SS Completed, FIS Started, No IA | Gransolar Texas Ten, LLC | tap 138kV 213 Haney - 3515 Hubbard | Hill | NORTH | 2024-10-31 | SOL | PV | 84.99 | FIS Request | 2022-03-23 | 2021-08-12 | 2021-10-29 | 2022-03-10 |  |  |  | No |  |  | Not Required
24INR0117 | Utley Solar Project | SS Completed, FIS Started, No IA | Palmera Solar Development LLC | Tap 345kV 3380 Big Brown SES - 3390 Jewett | Freestone | NORTH | 2024-04-15 | SOL | PV | 224.11 | FIS Request | 2022-03-23 | 2021-09-07 | 2021-11-29 | 2022-03-09 |  |  |  | No |  |  | Not Required
24INR0208 | Eastbell Milam Solar II | SS Started, FIS Started, No IA | Cattlemen Solar Park II LLC | tap 345kV 3687 Bell E - 39950 TNP One Ckt 1 | Milam | SOUTH | 2024-10-31 | SOL | PV | 152.52 | FIS Request | 2022-02-07 | 2022-03-07 |  | 2022-02-03 |  |  |  | No |  |  | Not Required
24INR0236 | Bayside 2 BESS | SS Started, FIS Started, No IA | Bayside 2 BESS | Tap 345kV 5323 Old Hickory - 5133 Elm Creek Ckt #2 | DeWitt | SOUTH | 2024-08-30 | OTH | BA | 252.3 | FIS Request | 2022-02-10 | 2022-03-07 |  | 2022-03-01 |  |  |  | No |  |  | Not Required
24INR0237 | Bayside BESS | SS Started, FIS Started, No IA | Bayside BESS | Tap 345kV 5915 STP - 5133 Elm Creek Ckt #1 | Victoria | SOUTH | 2024-08-30 | OTH | BA | 507.8 | FIS Request | 2022-02-11 | 2022-03-07 |  | 2022-03-01 |  |  |  | No |  |  | Not Required
24INR0238 | Appaloosa Run BESS | SS Started, FIS Started, No IA | Appaloosa Run BESS | New Palouse 138kV (#60278) | Upton | WEST | 2024-08-30 | OTH | BA | 200.5 | FIS Request | 2022-02-11 | 2022-03-07 |  | 2022-03-01 |  |  |  | No |  |  | Not Required
24INR0242 | Stockdale BESS | SS Started, FIS Started, No IA | Stockdale BESS | Tap 345kV 5133 Elm Creek - 5323 Old Hickory Ckt 2 | Wilson | SOUTH | 2024-08-30 | OTH | BA | 203.9 | FIS Request | 2022-02-15 | 2022-03-14 |  | 2022-03-01 |  |  |  | No |  |  | Not Required
24INR0244 | Cornwall BESS | SS Started, FIS Started, No IA | Cornwall BESS | Tap 138kV 3659 Thorndale North - 3658 Taylor | Williamson | SOUTH | 2024-08-30 | OTH | BA | 203.8 | FIS Request | 2022-02-16 | 2022-03-07 |  | 2022-03-01 |  |  |  | No | Not Required | Not Required | Not Required
24INR0245 | Diamondback BESS | SS Started, FIS Started, No IA | Diamondback BESS | 80355 Del Sol 345kV | Starr | SOUTH | 2024-08-30 | OTH | BA | 203.8 | FIS Request | 2022-02-16 | 2022-03-07 |  | 2022-03-01 |  |  |  | No | Not Required | Not Required | Not Required
24INR0246 | Sultan BESS | SS Started, FIS Started, No IA | Sultan BESS | tap 345kV 68080 Sam Switch – 68090 Kopperl | Bosque | NORTH | 2024-08-30 | OTH | BA | 203.8 | FIS Request | 2022-02-16 | 2022-03-07 |  | 2022-03-01 |  |  |  | No |  |  | Not Required
24INR0248 | Half Moon 2 BESS | SS Started, FIS Started, No IA | Half Moon 2 BESS | 80355 Del Sol 345kV | Hidalgo | SOUTH | 2024-08-30 | OTH | BA | 102 | FIS Request | 2022-02-15 | 2022-03-14 |  | 2022-02-28 |  |  |  | No |  |  | Not Required
24INR0249 | Hickerson BESS | SS Started, FIS Started, No IA | Hickerson BESS | tap 345kV 68091 Navarro - 68040 Kopperl | Bosque | NORTH | 2024-08-30 | OTH | BA | 302.4 | FIS Request | 2022-02-24 | 2022-03-07 |  | 2022-02-24 |  |  |  | No |  |  | Not Required
24INR0265 | SMT Ironman BESS | SS Started, FIS Started, No IA | SMT Ironman LLC | 43035 Oasis Substation 345kV | Brazoria | COASTAL | 2024-06-30 | OTH | BA | 304.25 | FIS Request | 2022-02-28 | 2022-03-14 |  | 2022-03-08 |  |  |  | No |  |  | Not Required
24INR0270 | Cachena Solar 2 SLF | SS Started, FIS Started, No IA | Clear Fork Solar LLC | Tap 345kV 5915 STP - 5133 Elm Creek ckt 2 | Wilson | SOUTH | 2024-06-01 | SOL | PV | 160 | FIS Request | 2022-03-21 | 2022-03-30 |  | 2022-03-28 |  |  |  | No |  |  | Not Required
24INR0272 | Brushy Creek Storage SLF | SS Started, FIS Started, No IA | Brushy Creek Solar | the 345 kV San Angelo Red Creek Substation (#6444); AEP | Tom Green | WEST | 2024-09-15 | OTH | BA | 0 | FIS Request | 2022-03-03 | 2022-03-30 |  | 2022-03-08 |  |  |  | No |  |  | Not Required
24INR0273 | Al Pastor BESS | SS Started, FIS Started, No IA | Black Mountain Energy Storage | 1163 Lamesa Substation 138kV | Dawson | WEST | 2024-01-01 | OTH | BA | 100.8 | FIS Request | 2022-03-02 | 2022-03-07 |  | 2022-03-02 |  |  |  | No | Not Required | Not Required | Not Required
24INR0279 | Cachena Storage 2 SLF | SS Started, FIS Started, No IA | Clear Fork Solar LLC | Tap 345kV 5915 STP - 5133 Elm Creek ckt 2 | Wilson | SOUTH | 2024-06-01 | OTH | BA | 0 | FIS Request | 2022-02-24 | 2022-03-14 |  | 2022-03-11 |  |  |  | No |  |  | Not Required
24INR0280 | Port Bay ESC | SS Started, FIS Started, No IA | FRESH AIR ENERGY II, LLC | 8434 Rockport Substation (ROCKPORT4A) 138kV | Aransas | COASTAL | 2024-12-31 | OTH | BA | 200 | FIS Request | 2022-03-18 | 2022-03-21 |  | 2022-03-07 |  |  |  | No |  |  | Not Required
24INR0285 | APV Plumwood Storage | SS Started, FIS Started, No IA | APV Lonestar Energy LLC | Tap 138kV 40171 Baytown - 40015Cedar Bayou Plant | Harris | HOUSTON | 2024-07-10 | OTH | BA | 202.78 | FIS Request | 2022-03-18 | 2022-03-30 |  | 2022-03-22 |  |  |  | No |  |  | Not Required
24INR0294 | Citrus Flatts BESS | SS Started, FIS Started, No IA | Black Mountain Energy Storage | 80022 Oleander 138kV | Cameron | COASTAL | 2024-11-01 | OTH | BA | 100.8 | FIS Request | 2022-03-21 | 2022-03-30 |  | 2022-03-24 |  |  |  | No |  |  | Not Required
24INR0295 | Lucky Bluff BESS | SS Started, FIS Started, No IA | Black Mountain Energy Storage | tap 138kV 1641 Stephenville - 1636 Dublin | Erath | NORTH | 2024-11-01 | OTH | BA | 100.8 | FIS Request | 2022-03-23 | 2022-03-30 |  | 2022-03-24 |  |  |  | No |  |  | Not Required
25INR0018 | Yellow Cat Wind | SS Completed, FIS Started, No IA | STEELHEAD WIND 2 LLC | Tap 345kV 1906 Venus - 68091 Navarro | Navarro | NORTH | 2024-06-01 | WIN | WT | 300 | FIS Request | 2022-03-18 | 2021-08-17 | 2021-11-05 | 2022-03-07 |  |  |  | No |  |  | Not Required
25INR0054 | Sandman Power Storage | SS Started, FIS Started, No IA | ALPIN HOLDING LLC | 1685 Farmersville Switch 345kV | Collin | NORTH | 2025-11-11 | OTH | BA | 100 | FIS Request | 2022-03-14 | 2022-03-21 |  | 2022-03-14 |  |  |  | No |  |  | Not Required
26INR0004 | GRIMES SOLAR | SS Started, FIS Started, No IA | CG Grimes County LLC | 40600 Roans Prairie 345kV | Grimes | NORTH | 2026-02-15 | SOL | PV | 153.45 | FIS Request | 2022-03-09 | 2022-03-14 |  | 2022-03-07 |  |  |  | No |  |  | Not Required
New Projects added in April 2022 | [10 empty] | Changes from Last Report | GIM Project Milestone Dates
INR | Project Name | GIM Study Phase | Interconnecting Entity | POI Location | County | CDR Reporting Zone | Projected COD | Fuel | Technology | Capacity (MW) |  |  | Screening Study Started | Screening Study Complete | FIS Requested | FIS Approved | Economic Study Required | IA Signed |  | Air Permit | GHG Permit | Water Availability | Meets Planning | Meets All Planning |  | Construction Start | Construction End | Approved for Energization | Approved for Synchronization | Comment
[11 empty] | Change indicators: Proj Name, MW | Approval Date for | [6 empty] | Financial Security |  |  |  | Guide Section 6.9(1) | Guide Section 6.9 | Meets Planning Guide
[11 empty] | Size, COD, SFS/NtP, FIS Request, | Submission of Proof of | [6 empty] | and Notice to |  |  |  | Requirements for | Requirements for | QSA (Section 5.9)
[11 empty] | Status Change INA-to-PLN | Site Control | [6 empty] | Proceed Provided |  |  |  | Inclusion in Planning | Inclusion in Planning | Prerequisites
[23 empty] | Models | Models
19INR0017 | Tri-County Solar | SS Completed, FIS Started, No IA | Crane Solar, LLC | tap 138kV 1027 Odessa - 1107 Monahans2T | Crane | WEST | 2025-01-15 | SOL | PV | 177.75 | Status Change INA-to-PLN |  | 2016-10-10 | 2016-11-29 | 2017-02-22 |  | No |  | No | Not Required | Not Required | Not Required
20INR0086 | Arroyo Solar | SS Completed, FIS Completed, IA | BT Cantwell Solar, LLC | 8318 Rio Hondo 345kV | Cameron | COASTAL | 2024-03-15 | SOL | PV | 180 | Status Change INA-to-PLN | 2018-10-10 | 2018-05-09 | 2018-07-09 | 2018-10-10 | 2021-09-27 | No | 2021-09-28 | No | Not Required | Not Required | Not Required
21INR0302 | Aureola Solar | SS Completed, FIS Completed, No IA | Ben Milam Solar 1 | tap 345kV 3687 Bell E - 39950 TNTNP One, one-third from Bell | Milam | SOUTH | 2024-01-02 | SOL | PV | 203 | Status Change INA-to-PLN | 2020-07-15 | 2019-12-19 | 2020-03-12 | 2020-07-06 | 2021-08-05 |  |  | No |  |  | Not Required
21INR0303 | Mandorla Solar | SS Completed, FIS Completed, No IA | Ben Milam Solar 2 | tap 345kV 3687 Bell E - 39950 TNTNP One, one-half from Bell | Milam | SOUTH | 2024-01-02 | SOL | PV | 254 | Status Change INA-to-PLN | 2020-07-15 | 2020-01-22 | 2020-04-13 | 2020-07-06 | 2021-08-05 |  |  | No |  |  | Not Required
21INR0304 | Halo Solar | SS Completed, FIS Completed, No IA | Ben Milam Solar 3 | tap 345kV 3687 Bell E - 39950 TNTNP One, one-fourth from Bell | Bell | NORTH | 2023-11-11 | SOL | PV | 254 | Status Change INA-to-PLN | 2020-08-10 | 2020-01-22 | 2020-04-13 | 2020-07-06 | 2021-08-05 |  |  | No |  |  | Not Required
22INR0562 | Anchor Wind IV | SS Completed, FIS Completed, No IA | Ranchland Wind Project,LLC | 345 kV Aspire Station (68011) | Eastland | NORTH | 2022-07-19 | WIN | WT | 19.32 | FIS Request | 2019-06-26 | 2021-12-03 | 2022-03-01 |  | 2021-04-30 |  |  | No | Not Required | Not Required | Not Required |  |  | 2021-04-30 |  |  | 2021-11-29
22INR0597 | RABBS 2 (BRAES BAYOU) POWER STATION | SS Completed, FIS Completed, IA | Braes Bayou Generating, LLC | 44650 Smithers 345kV | Fort Bend | HOUSTON | 2022-05-28 | GAS | GT | 153 | FIS Request | 2018-12-06 |  |  |  | 2020-09-25 | No | 2020-11-18 | Yes | 2018-12-04 | Not Required |  | 2021-04-01 | 2021-06-03 | 2021-07-27 |  |  | 2022-02-28 | 2022-03-09 | Original project (20INR0221) split into three INRs; two new INRs are 22INR0482 and 22INR0597.
22INR0598 | Noble Storage 1 | SS Completed, FIS Completed, IA | BT Noble Solar, LLC | 1730 Krum West 345kV | Denton | NORTH | 2022-08-01 | OTH | BA | 62.5 | FIS Request | 2020-11-16 | 2022-04-15 | 2021-01-12 |  | 2021-11-01 |  | 2021-10-29 | No |  |  | Not Required |  |  | 2021-11-08
23INR0067 | Wekiva Grid | SS Completed, FIS Started, No IA | Wekiva Grid, LLC | 5925 East DC Tie 345kV | Titus | NORTH | 2022-05-31 | OTH | BA | 202.61 | Status Change INA-to-PLN | 2020-08-12 | 2020-08-21 | 2020-11-10 | 2020-08-04 |  |  |  | No |  |  | Not Required
23INR0116 | Cantaloupe Solar | SS Completed, FIS Started, No IA | Saragosa Del Sol Energy, LLC | 60716 Saragosa 138kV | Reeves | WEST | 2023-12-01 | SOL | PV | 303.13 | Status Change INA-to-PLN | 2020-10-28 | 2020-12-22 | 2021-03-09 | 2020-12-01 |  |  |  | No | Not Required | Not Required | Not Required
23INR0117 | Cantaloupe Storage | SS Completed, FIS Started, No IA | Saragosa Del Sol Energy, LLC | 60716 Saragosa 138kV | Reeves | WEST | 2023-12-01 | OTH | BA | 251.05 | Status Change INA-to-PLN | 2020-10-28 | 2020-12-22 | 2021-03-09 | 2020-12-01 |  |  |  | No | Not Required | Not Required | Not Required
23INR0214 | Harley Hand Storage | SS Completed, FIS Started, No IA | Harley Hand Storage | 11420 Sweetwater East 345kV | Nolan | WEST | 2024-12-01 | OTH | BA | 513.7 | FIS Request | 2022-04-04 | 2021-03-01 | 2021-05-13 | 2022-03-22 |  |  |  | No |  |  | Not Required
23INR0225 | MRG GOODY SOLAR | SS Completed, FIS Started, No IA | MRG GOODY SOLAR PROJECT, LLC | 1700 Toco 138kV | Lamar | NORTH | 2024-06-30 | SOL | PV | 126.36 | FIS Request | 2022-04-04 | 2021-03-16 | 2021-06-11 | 2022-03-22 |  |  |  | No |  |  | Not Required
23INR0244 | Tiger Solar | SS Completed, FIS Started, No IA | Vaca Del Sol, LLC | 68004 PHANTOM HILL 345KV | Jones | WEST | 2023-12-01 | SOL | PV | 306.24 | Status Change INA-to-PLN | 2021-04-21 | 2021-04-29 | 2021-07-22 | 2021-04-29 |  |  |  | No |  |  | Not Required
23INR0245 | Tiger Storage | SS Completed, FIS Started, No IA | Vaca Del Sol, LLC | 68004 PHANTOM HILL 345kV | Jones | WEST | 2023-12-01 | OTH | BA | 251.04 | Status Change INA-to-PLN | 2021-04-21 | 2021-04-29 | 2021-07-22 | 2021-04-29 |  |  |  | No |  |  | Not Required
23INR0261 | Dodd Solar I | SS Completed, FIS Started, No IA | Forest Grove Solar LLC | 3131 Forest Grove 138kV | Henderson | NORTH | 2023-05-01 | SOL | PV | 202.9 | FIS Request | 2022-04-12 | 2021-06-24 | 2021-09-20 | 2022-04-04 |  |  |  | No |  |  | Not Required
23INR0286 | Dry Creek Solar I | SS Completed, FIS Started, No IA | OAK HILL SOLAR LLC | tap 345kV 3100 Martin Lake - 3102 Tyler Grande | Rusk | NORTH | 2023-05-01 | SOL | PV | 202.54 | FIS Request | 2022-04-04 | 2021-08-18 | 2021-11-05 | 2022-03-30 |  |  |  | No | Not Required | Not Required | Not Required
23INR0318 | Marcelina Storage | SS Completed, FIS Started, No IA | Marcelina Solar, LLC | Tap 345 kV 5133 Elm Creek - 5901 San Miguel | Wilson | SOUTH | 2024-06-01 | OTH | BA | 204 | FIS Request |  | 2021-08-09 | 2021-10-29 | 2022-04-22 16:08 |  |  |  | No |  |  | Not Required
23INR0322 | Columbus Storage | SS Completed, FIS Started, No IA | EDP Renewables North America LLC | 78103 Nada Substation 138kV | Colorado | SOUTH | 2023-11-30 | OTH | BA | 52.1 | FIS Request | 2022-04-20 | 2021-08-12 | 2021-10-29 | 2022-04-06 |  |  |  | No |  |  | Not Required
23INR0324 | Fox Pen Storage | SS Completed, FIS Started, No IA | EDP Renewables North America LLC | 3147 Troup 138 kV | Cherokee | NORTH | 2023-11-30 | OTH | BA | 51.3 | FIS Request | 2022-04-20 | 2021-08-12 | 2021-10-29 | 2022-04-06 |  |  |  | No |  |  | Not Required
23INR0382 | Outer Loop BESS | SS Completed, FIS Started, No IA | Black Mountain Energy Storage | 40700 Greens Bayou 345kV | Harris | HOUSTON | 2024-11-01 | OTH | BA | 212.3 | FIS Request |  | 2021-09-29 | 2021-12-06 | 2022-04-19 14:49 |  |  |  | No |  |  | Not Required
23INR0468 | Petunia Storage Project | SS Started, FIS Started, No IA | HQC Solar Holdings 1, LLC | 3675 ROGERS 138kV (ROGERS1A_8) | Milam | SOUTH | 2023-12-31 | OTH | EN | 231.86 | FIS Request | 2022-04-14 | 2022-03-12 |  | 2022-04-01 |  |  |  | No
23INR0472 | Frontera Energy Center | SS Started, FIS Started, No IA | Frontera Generation Limited Partnership | 8980 FRONTERA4A 138kV | Hidalgo | SOUTH | 2023-06-30 | GAS | CC | 524 | FIS Request | 2022-04-01 | 2022-04-01 |  | 2022-04-01 |  |  |  | No
23INR0482 | RABB 3 (BRAES BAYOU) POWER STATION | SS Completed, FIS Completed, IA | Braes Bayou Generating, LLC | 44650 Smithers 345kV | Fort Bend | HOUSTON | 2022-06-28 | GAS | GT | 102 | FIS Request | 2018-12-06 |  |  |  | 2020-09-25 | No | 2020-11-18 | Yes |  |  |  | 2021-04-01 | 2021-06-03 | 2021-07-27 |  |  | 2022-02-28 |  | Original project (20INR0221) split into three INRs; two new INRs are 22INR0482 and 22INR0597.
23INR0485 | Hacienda Storage | SS Started, FIS Started, No IA | Belltown Power Texas | 38745 Attwater 138kV | Galveston | HOUSTON | 2023-12-31 | OTH | BA | 203 | FIS Request | 2022-04-20 |  |  | 2022-04-04 |  |  |  | No |  |  | Not Required
24INR0070 | Sypert Branch Solar Project | SS Completed, FIS Started, No IA | Sypert Branch Solar LLC | Tap 345kV 13429 Sandow Switch - 3687 Bell County East Switch Ckt 1 | Milam | SOUTH | 2024-12-01 | SOL | PV | 261.78 | FIS Request |  | 2021-09-21 | 2021-12-06 | 2022-04-28 16:50 |  |  |  | No |  |  | Not Required
24INR0073 | Hyacinth Storage | SS Completed, FIS Started, No IA | Hyacinth Storage, LLC | 40830 Humble 138kV | Harris | HOUSTON | 2023-07-01 | OTH | BA | 103.05 | FIS Request | 2022-04-02 | 2021-07-02 | 2021-09-22 | 2022-03-21 |  |  |  | No |  |  | Not Required
24INR0101 | Lampe Solar | SS Completed, FIS Started, No IA | Gransolar Texas Seven LLC | Tap 138 kV 7572 Gay Hill - 7573 Lyons | Washington | SOUTH | 2024-03-15 | SOL | PV | 61.01 | FIS Request | 2022-04-27 | 2021-08-03 | 2021-10-18 | 2022-04-14 |  |  |  | No |  |  | Not Required
24INR0104 | Braswell Solar | SS Completed, FIS Started, No IA | Gransolar Texas Nine, LLC | Tap 69kV 147 Lorena - 3580 Eddy Substation | McLennan | NORTH | 2024-10-31 | SOL | PV | 44.72 | FIS Request | 2022-04-20 | 2021-08-30 | 2021-11-18 | 2022-04-08 |  |  |  | No |  |  | Not Required
24INR0142 | BRP De Los Santos BESS | SS Started, FIS Started, No IA | BRP De Los Santos BESS LLC | 78015 Rosita Creek Substation 138kV | Maverick | SOUTH | 2024-03-01 | OTH | BA | 206.87 | FIS Request | 2022-02-09 |  |  | 2022-04-18 |  |  |  | No |  |  | Not Required
24INR0231 | Llano Estacado Energy Storage | SS Started, FIS Started, No IA | VESI 40 LLC | 1324 Big Spring West 138 kV | Howard | WEST | 2025-03-01 | OTH | BA | 38 | FIS Request | 2022-03-29 | 2022-04-18 |  | 2022-03-29 |  |  |  | No | Not Required | Not Required | Not Required
24INR0257 | Pruett Solar | SS Started, FIS Started, No IA | Belltown Power Texas | Tap 138kV 587 Greenwood - 685 Leo | Wise | NORTH | 2024-05-31 | SOL | PV | 152 | FIS Request | 2022-04-13 | 2022-02-28 |  | 2022-04-05 |  |  |  | No |  |  | Not Required
24INR0263 | Cold Creek Solar | SS Started, FIS Started, No IA | Cold Creek Solar LLC | 76003 Big Hill Substation 345kV | Schleicher | WEST | 2024-06-01 | SOL | CP | 430 | FIS Request | 2022-03-30 | 2022-04-18 |  | 2022-04-13 |  |  |  | No |  |  | Not Required
24INR0266 | Cold Creek Storage | SS Started, FIS Started, No IA | Cold Creek Solar LLC | 76003 Big Hill Substation 345kV | Schleicher | WEST | 2024-06-01 | OTH | BA | 170 | FIS Request | 2022-04-13 | 2022-04-18 |  | 2022-04-13 |  |  |  | No |  |  | Not Required
24INR0290 | Rubicon Echo Wind | SS Started, FIS Started, No IA | Rubicon Wind | New Station: Tap Willowcreek (#1421) - Clear Crossing (#60515) 345 kV CKT #2 | Haskell | WEST | 2024-08-30 | WIN | WT | 228.4 | FIS Request | 2022-03-28 |  |  | 2022-04-15 |  |  |  | No |  |  | Not Required
24INR0291 | Rubicon Alpha Wind | SS Started, FIS Started, No IA | Rubicon Wind | New Station: Tap Perigee (#6079) - Mulberry Creek (#6235) 345 kV line | Haskell | WEST | 2024-08-30 | WIN | WT | 228.4 | FIS Request | 2022-03-28 |  |  | 2022-04-15 |  |  |  | No |  |  | Not Required
24INR0292 | Urca Solar | SS Started, FIS Started, No IA | Urca Solar | George West 138kV Sub (#5688) via 4-mile gen-tie | Live Oak | SOUTH | 2024-08-30 | SOL | PV | 204.1 | FIS Request | 2022-03-28 | 2022-04-18 |  | 2022-04-15 |  |  |  | No |  |  | Not Required
24INR0298 | Leighton Solar | SS Started, FIS Started, No IA | Deadose Solar | BENHUR substation, 69 kV, PTI # 99 | Limestone | NORTH | 2024-11-04 | SOL | PV | 180 | FIS Request | 2022-04-27 |  |  | 2022-03-16 |  |  |  | No |  |  | Not Required
24INR0301 | Merchant BESS | SS Started, FIS Started, No IA | BLACK MOUNTAIN ENERGY STORAGE | 46510 TOMBALL 138KV | Harris | HOUSTON | 2024-11-01 | OTH | BA | 201.2 | FIS Request | 2022-04-02 | 2022-04-18 |  | 2022-04-04 |  |  |  | No |  |  | Not Required
24INR0302 | Pintail Pass BESS | SS Started, FIS Started, No IA | BLACK MOUNTAIN ENERGY STORAGE | 8249 ANGSTROM 345KV | San Patricio | COASTAL | 2024-06-01 | OTH | BA | 201.2 | FIS Request | 2022-04-02 | 2022-04-18 |  | 2022-04-07 |  |  |  | No |  |  | Not Required
24INR0312 | Wigeon Whistle BESS | SS Started, FIS Started, No IA | BLACK MOUNTAIN ENERGY STORAGE II | 811 NEVADA 138KV | Collin | NORTH | 2024-11-01 | OTH | BA | 100.8 | FIS Request | 2022-04-27 | 2022-04-18 |  | 2022-04-13 |  |  |  | No |  |  | Not Required
25INR0046 | Ash Creek BESS | SS Started, FIS Started, No IA | Ash Creek Solar LLC | 68090 SAM SW 345kV | Hill | NORTH | 2024-05-15 | OTH | BA | 306 | FIS Request | 2022-04-02 |  |  | 2022-04-15 |  |  |  | No |  |  | Not Required
25INR0076 | Violet Storage | SS Started, FIS Started, No IA | National Grid Renewables Projects, LLC | McKenzie Road (8858) 138 kV Substation | Nueces | COASTAL | 2025-06-01 | OTH | BA | 151 | FIS Request | 2022-04-13 |  |  | 2022-04-14 |  |  |  | No |  |  | Not Required
New Projects added in May 2022 | [10 empty] | Changes from Last Report | GIM Project Milestone Dates
INR | Project Name | GIM Study Phase | Interconnecting Entity | POI Location | County | CDR Reporting Zone | Projected COD | Fuel | Technology | Capacity (MW) |  |  | Screening Study Started | Screening Study Complete | FIS Requested | FIS Approved | Economic Study Required | IA Signed |  | Air Permit | GHG Permit | Water Availability | Meets Planning | Meets All Planning |  | Construction Start | Construction End | Approved for Energization | Approved for Synchronization | Comment
[11 empty] | Change indicators: Proj Name, MW | Approval Date for | [6 empty] | Financial Security |  |  |  | Guide Section 6.9(1) | Guide Section 6.9 | Meets Planning Guide
[11 empty] | Size, COD, SFS/NtP, FIS Request, | Submission of Proof of | [6 empty] | and Notice to |  |  |  | Requirements for | Requirements for | QSA (Section 5.9)
[11 empty] | Status Change INA-to-PLN | Site Control | [6 empty] | Proceed Provided |  |  |  | Inclusion in Planning | Inclusion in Planning | Prerequisites
[23 empty] | Models | Models
21INR0233 | Taygete II Solar | SS Completed, FIS Completed, IA | West Texas Solar Project II LLC | 60393 Pig Creek 138kV | Pecos | WEST | 2022-09-06 | SOL | PV | 203.8 | Status Change INA-to-PLN | 2018-12-06 | 2018-12-17 | 2019-01-15 | 2018-12-13 | 2020-07-24 | No | 2019-03-27 | Yes | Not Required | Not Required | Not Required | 2019-05-06 | 2020-07-29 | 2020-07-30 |  |  | 2021-04-28
21INR0543 | Jefferson Enterprise Energy | SS Completed, FIS Started, No IA | ONCOR | 3118 LUFKIN SWITCH 138kV | Angelina | NORTH | 2023-07-01 | BIO | ST | 50 | FIS Request |  | 2021-09-24 | 2021-12-02 | 2022-05-26 13:55 |  |  |  | No
21INR0546 | Anchor Wind III | SS Completed, FIS Completed, IA | Ranchland Wind Project, LLC | 345 kV Aspire Station (68011) | Eastland | NORTH | 2022-10-11 | WIN | WT | 16 | COD | 2019-06-26 | 2021-12-03 | 2022-03-01 |  | 2021-04-30 | No | 2020-11-30 | Yes |  |  | Not Required | 2021-04-30 | 2021-04-30 | 2021-04-30 |  |  | 2021-11-29 |  | This project is a split off of Anchor Wind 21INR0387
22INR0467 | Bird Dog BESS | SS Completed, FIS Started, No IA | VESI 37 LLC | 5668 Mathis 69kV | Live Oak | SOUTH | 2024-08-01 | OTH | BA | 60 | FIS Request |  | 2021-02-04 | 2021-04-19 | 2022-05-19 17:42 |  |  |  | No |  |  | Not Required
22INR0493 | Oscar Storage Project | SS Completed, FIS Started, No IA | Woodlands Energy Renewables LLC | 3413 Knob Creek 345kV | Bell | NORTH | 2024-06-01 | OTH | BA | 50 | FIS Request |  | 2021-03-01 | 2021-05-13 | 2022-05-18 12:53 |  |  |  | No |  |  | Not Required
22INR0592 | Cross Trails Gravitational Storage | SS Started, FIS Started, No IA | Cross Trails Energy Storage Project, LLC | 60090 WKN Breaker 69kV | Scurry | WEST | 2023-12-31 | OTH | EN | 20 | FIS Request | 2022-05-04 | 2022-05-10 |  | 2022-05-04 |  |  |  | No
22INR0601 | Rabbs 4 (Braes Bayou) Power Station | SS Completed, FIS Completed, IA | Braes Bayou Generating, LLC | 44650 Smithers 345kV | Fort Bend | HOUSTON | 2022-06-30 | GAS | GT | 102 | FIS Request | 2018-12-06 | 2022-05-12 |  |  | 2020-09-25 | No | 2020-11-18 | Yes | 2018-12-04 | Not Required |  | 2021-04-01 | 2021-06-03 | 2021-07-27
23INR0123 | Vaca Storage | SS Completed, FIS Started, No IA | Long Mount Storage, LLC | tap 138kV 8140 Joslin - 8155 Sand Crab | Calhoun | COASTAL | 2025-06-01 | OTH | BA | 101 | FIS Request |  | 2021-03-26 | 2021-06-14 | 2022-05-11 10:09 |  |  |  | No |  |  | Not Required
23INR0204 | GALVANIC BESS | SS Completed, FIS Started, No IA | CED Development Inc | 8252 Bracketville 138kV | Kinney | SOUTH | 2024-05-31 | OTH | BA | 100 | FIS Request |  | 2021-02-09 | 2021-05-06 | 2022-05-13 |  |  |  | No |  |  | Not Required
23INR0205 | SUNSETTER BESS | SS Completed, FIS Started, No IA | CED Development Inc. | 5885 Downie 138kV | Uvalde | SOUTH | 2024-05-31 | OTH | BA | 100 | FIS Request | 2022-05-27 | 2021-02-09 | 2021-05-06 | 2022-05-13 11:01 |  |  |  | No |  |  | Not Required
23INR0206 | PEREGRINE BESS | SS Completed, FIS Started, No IA | CED Development Inc. | tap 345kV 8624 Grissom - 8164 Coleto Creek | Goliad | SOUTH | 2025-05-01 | OTH | BA | 150 | FIS Request |  | 2021-02-10 | 2021-05-06 | 2022-05-13 |  |  |  | No |  |  | Not Required
23INR0224 | Morning Glory Solar | SS Completed, FIS Started, No IA | Armadillo Solar, LLC | tap 345kV 7077 Amos Creek - 76009 Twin Buttes | Tom Green | WEST | 2024-03-01 | SOL | PV | 122.4 | FIS Request | 2022-05-31 | 2021-06-16 | 2021-09-07 | 2022-05-17 |  |  |  | No |  |  | Not Required
23INR0229 | Solterra Solar | SS Completed, FIS Completed, No IA | Bridgelink Investments LLC | Tap 138kV 11796 White Oak POI - 11797 Brinker POI | Hopkins | NORTH | 2024-03-27 | SOL | PV | 143 | Status Change INA-to-PLN | 2021-03-17 | 2021-03-19 | 2021-06-11 | 2021-03-18 | 2022-03-23 | No |  | No | Not Required | Not Required | Not Required
23INR0308 | Fowler Ranch Storage | SS Completed, FIS Started, No IA | Crane BESS, LLC | 76025 Castle Mountain 138kV | Crane | WEST | 2023-12-01 | OTH | BA | 25 | FIS Request |  | 2021-06-21 | 2021-09-07 | 2022-05-18 |  |  |  | No |  |  | Not Required
23INR0320 | Redding Tech West | SS Completed, FIS Started, No IA | Redding Tech West | 1250 Yukon 138kV | Ector | WEST | 2024-07-01 | GAS | GT | 130 | FIS Request |  | 2021-09-01 | 2021-11-22 | 2022-05-20 17:42 |  |  |  | No
23INR0349 | Tokio Solar | SS Completed, FIS Started, No IA | Gransolar Texas Eight, LLC | Tap 138kV 3592 Waco Atco - 170 Cotton Belt | McLennan | NORTH | 2024-10-31 | SOL | PV | 175 | FIS Request | 2022-05-04 | 2021-08-12 | 2021-11-01 | 2022-04-14 |  |  |  | No |  |  | Not Required
23INR0352 | Blue Valley Solar | SS Completed, FIS Started, No IA | Blue Valley Solar, LLC | Tap on the 138 kV Comstock(#8683) - Corral Line(#60389) | Val Verde | WEST | 2023-12-29 | SOL | PV | 147.99 | Status Change INA-to-PLN | 2021-11-12 | 2021-11-16 | 2022-01-17 | 2021-11-04 |  |  |  | No | Not Required | Not Required | Not Required
23INR0460 | GULF STAR STORAGE SLF | SS Started, FIS Started, No IA | GulfStar Power, LLC | 44880 Waterh_POI_5 345kV | Wharton | SOUTH | 2023-12-31 | OTH | BA | 150.3 | FIS Request | 2022-05-18 |  |  | 2022-05-11 |  |  |  | No |  |  | Not Required
23INR0466 | Shoshana Storage | SS Started, FIS Started, No IA | HQC Solar Holdings 1, LLC | Tap 345kV 5915 South Texas Project (SO_TEX_345A) - 42530 Jones Creek (JONCRK_B34) | Matagorda | COASTAL | 2023-12-31 | OTH | BA | 221.92 | FIS Request | 2022-05-31 | 2022-03-30 |  | 2022-05-16 |  |  |  | No
23INR0470 | BoCo BESS | SS Started, FIS Started, No IA | BoCo BESS | 59906 Long Draw 138kV | Borden | WEST | 2023-09-30 | OTH | BA | 153.34 | FIS Request | 2022-05-17 | 2022-05-10 |  | 2022-05-03 |  |  |  | No | Not Required | Not Required
23INR0474 | AP Greenport | SS Started, FIS Started, No IA | AP Greenport | Austrop – Lost Pines 345 kV transmission line (Bus #7040 – 9041) | Travis | SOUTH | 2023-12-22 | OTH | BA | 100 | FIS Request |  |  |  | 2022-02-16 |  |  |  | No |  |  | Not Required
23INR0494 | Cartwheel BESS 1 | SS Started, FIS Started, No IA | RWE Renewables | 1697 Sulphur Springs Switch 345kV | Hopkins | NORTH | 2023-12-12 | OTH | BA | 150 | FIS Request | 2022-05-20 |  |  | 2022-05-10 |  |  |  | No |  |  | Not Required
23INR0495 | Cartwheel BESS 2 | SS Started, FIS Started, No IA | RWE Renewables | 1697 Sulphur Springs Switch 345kV | Hopkins | NORTH | 2023-12-15 | OTH | BA | 150 | FIS Request | 2022-05-20 |  |  | 2022-05-10 |  |  |  | No |  |  | Not Required
23INR0496 | San Perlita BESS 1 | SS Started, FIS Started, No IA | RWE Renewables | 8601 Cebolla 345kV | Willacy | COASTAL | 2023-12-15 | OTH | BA | 150 | FIS Request | 2022-05-20 |  |  | 2022-05-10 |  |  |  | No |  |  | Not Required
23INR0497 | San Perlita BESS 2 | SS Started, FIS Started, No IA | RWE Renewables | 8601 Cebolla 345kV | Willacy | COASTAL | 2023-12-15 | OTH | BA | 150 | FIS Request | 2022-05-20 |  |  | 2022-05-10 |  |  |  | No |  |  | Not Required
24INR0079 | Boxcar Solar 2 | SS Completed, FIS Started, No IA | EDF Renewables Development, Inc. | Tap 345 kV 1907 Venus N - 68091 Navarro | Ellis | NORTH | 2025-03-28 | SOL | PV | 257.1 | FIS Request |  | 2021-07-13 | 2021-09-28 | 2022-05-23 11:55 |  |  |  | No |  |  | Not Required
24INR0100 | Sheep Creek Storage | SS Completed, FIS Started, No IA | ENGIE IR Holdings | 68051 Reata 345kV | Callahan | WEST | 2023-12-29 | OTH | BA | 151.75 | FIS Request |  | 2021-07-26 | 2021-10-22 | 2022-05-16 12:18 |  |  |  | No | Not Required | Not Required | Not Required
24INR0115 | Aster Solar | SS Completed, FIS Started, No IA | Aster Solar | 7042 Zorn 345kV | Guadalupe | SOUTH | 2024-12-29 | SOL | PV | 200 | FIS Request |  | 2021-09-21 | 2021-12-09 | 2022-05-24 17:52 |  |  |  | No |  |  | Not Required
24INR0116 | East Plains Wind | SS Completed, FIS Started, No IA | Ogallala Renewable Project LLC | Tap 345kV 23912 OGALLALA - 23920 BLACKWATER DRAW SWITCH | Castro | PANHANDLE | 2024-12-31 | WIN | WT | 165 | FIS Request | 2022-05-20 | 2021-10-21 | 2022-01-17 | 2022-05-06 |  |  |  | No |  |  | Not Required
24INR0118 | Possum Kingdom Solar | SS Completed, FIS Started, No IA | Novis Renewables | Tap 345kV 1421 Willow Creek Switch – 60515 Clear Crossing | Jack | NORTH | 2024-11-22 | SOL | PV | 260 | FIS Request |  | 2021-09-13 | 2021-11-29 | 2022-05-23 09:35 |  |  |  | No |  |  | Not Required
24INR0120 | Eytcheson Ranches Solar | SS Completed, FIS Started, No IA | Gransolar Texas Fourteen, LLC | Tap 69kV 186 Navarro Mills – 107 Prairie Hill | Navarro | NORTH | 2024-11-19 | SOL | PV | 76.42 | FIS Request | 2022-05-31 | 2021-09-14 | 2021-11-29 | 2022-05-26 |  |  |  | No |  |  | Not Required
24INR0121 | PHOTO BESS 1 | SS Completed, FIS Started, No IA | CED Uvalde Solar 1 | 5885 Downie 138kV | Uvalde | SOUTH | 2024-12-31 | OTH | BA | 75 | FIS Request | 2022-05-31 | 2021-10-29 | 2021-12-08 | 2022-05-13 |  |  |  | No |  |  | Not Required
24INR0122 | PHOTO BESS 2 | SS Completed, FIS Started, No IA | CED Uvalde Solar 2 | 5885 Downie 138kV | Uvalde | SOUTH | 2024-12-31 | OTH | BA | 150 | FIS Request | 2022-05-31 | 2021-10-29 | 2021-12-08 | 2022-05-13 |  |  |  | No |  |  | Not Required
24INR0138 | Midpoint Storage | SS Completed, FIS Started, No IA | Midpoint Solar, LLC | Tap 138 kV line from Blum (#3518) to Blanton (#237) | Hill | NORTH | 2024-12-30 | OTH | BA | 52.24 | FIS Request | 2022-05-24 | 2021-10-15 | 2022-01-04 | 2022-05-11 |  |  |  | No | Not Required | Not Required | Not Required
24INR0139 | Midpoint Solar | SS Completed, FIS Started, No IA | Midpoint Solar, LLC | Tap 138 kV line from Blum (#3518) to Blanton (#237) | Hill | NORTH | 2024-12-30 | SOL | PV | 103.8 | FIS Request | 2022-05-18 | 2021-10-15 | 2022-01-04 | 2022-05-04 |  |  |  | No |  |  | Not Required
24INR0140 | Gaia Storage | SS Completed, FIS Started, No IA | Gaia Solar, LLC | Tap 138kV 3127 Trinidad SES - 3454 Montfort Switch | Navarro | NORTH | 2024-12-30 | OTH | BA | 76.83 | FIS Request | 2022-05-23 | 2021-12-29 | 2022-03-23 | 2022-05-11 |  |  |  | No | Not Required | Not Required | Not Required
24INR0141 | Gaia Solar | SS Completed, FIS Started, No IA | Gaia Solar, LLC | Tap 138kV 3127 Trinidad SES - 3454 Montfort Switch | Navarro | NORTH | 2024-12-30 | SOL | PV | 152.65 | FIS Request | 2022-05-23 | 2021-12-29 | 2022-03-23 | 2022-05-11 |  |  |  | No | Not Required | Not Required | Not Required
24INR0150 | Lupinus Solar I | SS Completed, FIS Started, No IA | Lupinus Solar I, LLC | Tap 345 kV line from Woodard Switch (WOODARD_5 #11699) to Monticello SES (MOSES_5 #1695) | Franklin | NORTH | 2024-12-30 | SOL | PV | 164.86 | FIS Request | 2022-05-23 | 2021-12-08 | 2022-03-04 | 2022-05-11 |  |  |  | No |  |  | Not Required
24INR0153 | Lupinus Storage I | SS Completed, FIS Started, No IA | Lupinus Solar I, LLC | Tap 345 kV line from Woodard Switch (WOODARD_5 #11699) to Monticello SES (MOSES_5 #1695) | Franklin | NORTH | 2024-12-30 | OTH | BA | 82.97 | FIS Request | 2022-05-23 | 2021-12-13 | 2022-03-10 | 2022-05-11 |  |  |  | No |  |  | Not Required
24INR0154 | Lupinus Solar II | SS Completed, FIS Started, No IA | Lupinus Solar II, LLC | 138 kV Monticello Tap Substation (MOSES_T8 #1794) | Franklin | NORTH | 2024-12-30 | SOL | PV | 244.24 | FIS Request | 2022-05-23 | 2021-12-13 | 2022-03-10 | 2022-05-11 |  |  |  | No | Not Required | Not Required | Not Required
24INR0155 | Lupinus Storage II | SS Completed, FIS Started, No IA | Lupinus Solar II, LLC | 138 kV Monticello Tap (MOSES_T8 #1794) | Franklin | NORTH | 2024-12-30 | OTH | BA | 122.92 | FIS Request |  | 2021-12-13 | 2022-03-10 | 2022-05-11 15:49 |  |  |  | No |  |  | Not Required
24INR0168 | Tejano Storage | SS Started, FIS Started, No IA | National Grid Renewables Projects, LLC | Tap 138kV 8125 Lolita - 8175 Victoria | Victoria | SOUTH | 2025-06-01 | OTH | BA | 152 | FIS Request |  | 2022-03-30 |  | 2022-04-18 |  |  |  | No |  |  | Not Required
24INR0181 | Bynum Solar Project | SS Completed, FIS Started, No IA | Gransolar Texas Eighteen LLC | Tapping into 69 kV Olsen (37470) to Sycamore (37520) | Coryell | NORTH | 2024-05-31 | SOL | PV | 65 | FIS Request |  | 2021-12-18 | 2022-03-11 | 2022-05-23 14:12 |  |  |  | No |  |  | Not Required
24INR0239 | Trojan BESS | SS Started, FIS Started, No IA | Trojan BESS | 11735 Cedar Elm Switch 345kV | Cooke | NORTH | 2024-08-30 | OTH | BA | 201.9 | FIS Request | 2022-05-17 |  |  | 2022-04-19 |  |  |  | No |  |  | Not Required
24INR0258 | Zeissel Solar | SS Completed, FIS Started, No IA | ZSS Power, LLC | Tap 345kV 60701 Gauss - 6104 Smoky Hill | Knox | WEST | 2024-06-30 | SOL | PV | 691.44 | FIS Request | 2022-05-19 | 2022-02-28 | 2022-05-27 | 2022-04-25 |  |  |  | No |  |  | Not Required
24INR0259 | Zeissel Storage SLF | SS Completed, FIS Started, No IA | ZSS Power, LLC | Tap 345kV 60701 Gauss - 6104 Smoky Hill | Knox | WEST | 2024-06-30 | OTH | BA | 0 | FIS Request | 2022-05-10 | 2022-02-28 | 2022-05-27 | 2022-04-25 |  |  |  | No |  |  | Not Required
24INR0305 | MRG Goody Storage | SS Started, FIS Started, No IA | MRG Goody Solar Project LLC | 1700 Toco 138kV | Lamar | NORTH | 2024-06-30 | OTH | BA | 43.2 | FIS Request | 2022-04-07 | 2022-05-10 |  | 2022-04-11 |  |  |  | No |  |  | Not Required
24INR0306 | Arroyo Storage SLF | SS Started, FIS Started, No IA | BT Cantwell Solar, LLC | Tap 345kV 8318 Rio Hondo - 8317 La Palma (New Gulch Substation ) | Cameron | COASTAL | 2024-03-15 | OTH | BA | 0 | FIS Request | 2022-05-03 | 2022-05-10 |  | 2022-04-26 |  |  |  | No |  |  | Not Required
24INR0313 | Backbone Creek BESS | SS Started, FIS Started, No IA | Backbone Creek BESS LLC | 7351 STARCKE 138kV | Burnet | SOUTH | 2024-11-01 | OTH | BA | 100.8 | FIS Request | 2022-05-09 | 2022-04-18 |  | 2022-04-27 |  |  |  | No |  |  | Not Required
24INR0315 | Black Springs BESS | SS Started, FIS Started, No IA | BLACK MOUNTAIN ENERGY STORAGE II | 1571 ORAN 138KV | Palo Pinto | NORTH | 2024-11-01 | OTH | BA | 100.8 | FIS Request |  | 2022-04-18 |  | 2022-05-05 11:50 |  |  |  | No |  |  | Not Required
24INR0323 | Hoxie Solar | SS Started, FIS Started, No IA | Hoxie Solar, LLC | 37 Ridge 138kV | Robertson | NORTH | 2024-12-31 | SOL | PV | 296.07 | FIS Request | 2022-05-10 | 2022-05-24 |  | 2022-04-28 |  |  |  | No |  |  | Not Required
24INR0325 | Hoxie Storage | SS Started, FIS Started, No IA | Hoxie Solar, LLC | 138 kV Ridge (Bus# 37) | Robertson | NORTH | 2024-12-31 | OTH | BA | 145.97 | FIS Request | 2022-05-10 | 2022-05-24 |  | 2022-04-28 |  |  |  | No |  |  | Not Required
24INR0329 | XE Murat Storage | SS Started, FIS Started, No IA | Liberty 1 Solar LLC | tap the 138 kV CROSBY (#40390) -ATASCOCITA (#40130) Line; CNP | Harris | HOUSTON | 2023-12-01 | OTH | BA | 62.13 | FIS Request | 2022-05-16 |  |  | 2022-04-28 |  |  |  | No |  |  | Not Required
24INR0334 | North Shore Energy Storage | SS Started, FIS Started, No IA | North Shore Energy Storage LLC | Oates-19 substation (#41191) | Harris | HOUSTON | 2024-12-31 | OTH | BA | 100 | FIS Request | 2022-05-03 | 2022-05-16 |  | 2022-05-04 |  |  |  | No |  |  | Not Required
24INR0335 | Evergreen Storage | SS Started, FIS Started, No IA | Evergreen Energy LLC | 8111 Magilla 138kV | Matagorda | COASTAL | 2024-12-31 | OTH | BA | 100 | FIS Request | 2022-05-02 |  |  | 2022-05-04 |  |  |  | No |  |  | Not Required
24INR0348 | Best Southwest BESS | SS Started, FIS Started, No IA | BLACK MOUNTAIN ENERGY STORAGE II | 2424 DESOTO SW 138kV | Dallas | NORTH | 2024-11-01 | OTH | BA | 201.2 | FIS Request | 2022-05-09 | 2022-05-16 |  | 2022-04-26 |  |  |  | No |  |  | Not Required
25INR0021 | Findley Solar | SS Completed, FIS Started, No IA | Gransolar Texas Sixteen, LLC | 107 Prairie Hill 69 kV | Limestone | NORTH | 2025-02-25 | SOL | PV | 50.34 | FIS Request |  | 2021-10-05 | 2021-12-10 | 2022-05-24 13:50 |  |  |  | No |  |  | Not Required
25INR0073 | Saltillo Storage | SS Started, FIS Started, No IA | National Grid Renewables Projects, LLC | 7331 Cedarhill Substation 138kV | Bastrop | SOUTH | 2025-06-01 | OTH | BA | 101 | FIS Request | 2022-05-10 | 2022-05-10 |  | 2022-04-25 |  |  |  | No |  |  | Not Required
New Projects added in June 2022 | [10 empty] | Changes from Last Report | GIM Project Milestone Dates
INR | Project Name | GIM Study Phase | Interconnecting Entity | POI Location | County | CDR Reporting Zone | Projected COD | Fuel | Technology | Capacity (MW) |  |  | Screening Study Started | Screening Study Complete | FIS Requested | FIS Approved | Economic Study Required | IA Signed |  | Air Permit | GHG Permit | Water Availability | Meets Planning | Meets All Planning |  | Construction Start | Construction End | Approved for Energization | Approved for Synchronization | Comment
[11 empty] | Change indicators: Proj Name, MW | Approval Date for | [6 empty] | Financial Security |  |  |  | Guide Section 6.9(1) | Guide Section 6.9 | Meets Planning Guide
[11 empty] | Size, COD, SFS/NtP, FIS Request, | Submission of Proof of | [6 empty] | and Notice to |  |  |  | Requirements for | Requirements for | QSA (Section 5.9)
[11 empty] | Status Change INA-to-PLN | Site Control | [6 empty] | Proceed Provided |  |  |  | Inclusion in Planning | Inclusion in Planning | Prerequisites
[23 empty] | Models | Models
19INR0103 | Rodeo Solar | SS Completed, FIS Started, IA | Core Solar SPV I, LLC | tap 138kV 1134 Littman - 1135 Gasland | Andrews | WEST | 2023-11-01 | SOL | PV | 200 | Status Change INA-to-PLN | 2018-02-19 | 2017-06-29 | 2017-08-04 | 2018-02-19 |  |  | 2019-08-20 | Yes | Not Required | Not Required | Not Required | 2021-03-10
19INR0176 | Roughneck Storage | SS Completed, FIS Completed, IA | KCE TX 23, LLC | 43380 W Columbia 138kV | Brazoria | COASTAL | 2022-06-30 | OTH | BA | 50 | Status Change INA-to-PLN | 2018-11-07 | 2018-05-09 | 2018-07-13 | 2018-11-07 | 2020-10-23 | No | 2020-05-13 | Yes | Not Required | Not Required | Not Required | 2020-10-28 | 2020-10-28 | 2020-10-28 |  |  | 2021-06-15 | 2022-05-12
22INR0261 | Dorado Solar | SS Completed, FIS Started, No IA | Eldorado Solar Power LLC | 68051 Reata 345kV | Callahan | WEST | 2024-05-31 | SOL | PV | 406.25 | Status Change INA-to-PLN | 2020-09-02 | 2020-01-09 | 2020-03-30 | 2020-08-27 |  |  |  | No | Not Required | Not Required | Not Required
22INR0262 | Deville Solar | SS Completed, FIS Started, No IA | Deville Solar LLC | 68051 Reata 345kV | Callahan | WEST | 2025-05-31 | SOL | PV | 425.02 | Status Change INA-to-PLN | 2020-09-02 | 2020-01-22 | 2020-04-08 | 2020-08-27 |  |  |  | No |  |  | Not Required
22INR0279 | Clutch City Solar | SS Completed, FIS Completed, No IA | HZ Solar I, LLC | tap 138kV 42960 Mustang Bayou – 42100 Hudson | Brazoria | COASTAL | 2024-03-21 | SOL | PV | 204.17 | Status Change INA-to-PLN | 2020-03-16 | 2020-01-22 | 2020-04-08 | 2020-02-11 | 2022-03-04 | No |  | No |  |  | Not Required
22INR0368 | Padua Grid BESS | SS Completed, FIS Started, IA | Padua Grid, LLC | 5395 O.W Sommers 138kV | Bexar | SOUTH | 2024-03-31 | OTH | BA | 202.6 | Status Change INA-to-PLN | 2020-07-23 | 2020-07-10 | 2020-09-28 | 2020-06-29 |  | No | 2021-11-16 | Yes | Not Required | Not Required | Not Required
23INR0069 | Corbin Grid BESS | SS Completed, FIS Completed, No IA | Corbin Grid, LLC | 44510 Obrien 138kV | Fort Bend | HOUSTON | 2023-05-31 | OTH | BA | 202.76 | Status Change INA-to-PLN | 2020-08-28 | 2020-08-04 | 2020-11-02 | 2020-07-24 | 2021-04-30 |  |  | No | Not Required | Not Required | Not Required
23INR0163 | Ringtail Ridge Storage | SS Completed, FIS Started, No IA | KCE TX 26, LLC | 7150 Kendall 138kV | Kendall | SOUTH | 2025-02-11 | OTH | BA | 103.51 | Status Change INA-to-PLN | 2021-01-08 | 2021-01-25 | 2021-04-16 | 2020-12-29 |  |  |  | No |  |  | Not Required
23INR0164 | Steppe Reserve Storage | SS Completed, FIS Started, No IA | KCE TX 25, LLC | 8283 Asherton 138 kV | Dimmit | SOUTH | 2023-06-01 | OTH | BA | 51.9 | Status Change INA-to-PLN | 2021-01-08 | 2021-01-25 | 2021-04-16 | 2020-12-29 |  |  |  | No |  |  | Not Required
23INR0216 | Venus Mill Storage | SS Completed, FIS Started, No IA | KCE TX 14, LLC | 138 kV Tap #442 Rail Port - #1905 Griffith | Ellis | NORTH | 2025-03-24 | OTH | BA | 103.51 | Status Change INA-to-PLN | 2022-02-11 | 2022-03-14 | 2022-06-09 | 2022-03-04 |  |  |  | No | Not Required | Not Required | Not Required
23INR0310 | Dunkel BESS | SS Started, FIS Started, No IA | Momentum Energy Storage Partners | 59156 Yellow House Canyon 345kV | Lubbock | PANHANDLE | 2024-07-08 | OTH | BA | 225 | FIS Request | 2022-06-10 | 2022-06-27 |  | 2022-06-20 |  |  |  | No |  |  | Not Required
23INR0343 | Guajillo Energy Storage | SS Completed, FIS Started, IA | Guajillo Energy Storage LLC | 80219 Lobo Substation 345kV | Webb | SOUTH | 2023-06-11 | OTH | BA | 201.09 | Status Change INA-to-PLN | 2021-08-02 | 2021-08-09 | 2021-11-01 | 2021-07-27 |  | No | 2021-12-21 | Yes | Not Required | Not Required | Not Required | 2022-06-27
23INR0344 | XE Hermes Solar | SS Completed, FIS Started, No IA | Bell Solar 1 LLC | 3675 Rogers Substation 138kV | Bell | NORTH | 2024-12-31 | SOL | PV | 101.01 | FIS Request | 2022-06-14 | 2021-09-21 | 2021-12-09 | 2022-06-01 |  |  |  | No |  |  | Not Required
24INR0094 | Dovetail Solar 1 | SS Completed, FIS Started, No IA | Hecate Energy Dovetail Solar Holdings LLC | Tap 345 KV 1421 Willow Creek - 60515 Clear Crossing Ckt 2 | Jack | NORTH | 2024-06-01 | SOL | PV | 666.1 | FIS Request | 2022-06-23 | 2021-09-21 | 2021-12-09 | 2022-06-06 |  |  |  | No |  |  | Not Required
24INR0098 | Dovetail Storage | SS Completed, FIS Started, No IA | Hecate Energy Dovetail Storage LLC | Tap 345 KV 1421 Willow Creek-60515 Clear Crossing CKT#2 | Jack | NORTH | 2024-06-01 | OTH | BA | 508.7 | FIS Request | 2022-06-20 | 2021-09-28 | 2021-12-03 | 2022-05-31 |  |  |  | No |  |  | Not Required
24INR0127 | Naduah Solar | SS Completed, FIS Started, No IA | Gransolar Texas Fifteen, LLC | 99 Ben Hur 69kV | Limestone | NORTH | 2024-11-30 | SOL | PV | 181.49 | FIS Request | 2022-06-17 | 2021-09-27 | 2021-12-09 | 2022-06-06 |  |  |  | No |  |  | Not Required
24INR0136 | Eagle Springs Storage | SS Completed, FIS Started, No IA | Eagle Springs Solar, LLC | 6835 Lake Creek Substation 138 kV | Delta | NORTH | 2024-12-30 | OTH | BA | 61.46 | FIS Request | 2022-06-20 | 2021-10-18 | 2022-01-12 | 2022-06-13 |  |  |  | No |  |  | Not Required
24INR0137 | Eagle Springs Solar | SS Completed, FIS Started, No IA | Eagle Springs Solar, LLC | 6835 Lake Creek Substation 138 kV | Delta | NORTH | 2024-12-30 | SOL | PV | 119.07 | FIS Request | 2022-06-20 | 2021-10-18 | 2022-01-12 | 2022-06-13 |  |  |  | No |  |  | Not Required
24INR0156 | Moonstone Solar Project | SS Completed, FIS Started, No IA | Ignis TX Solar One LLC | Tap 138kV Eagle Creek (5132) to Floresville (5155) | Wilson | SOUTH | 2024-05-15 | SOL | PV | 145.81 | FIS Request | 2022-06-20 | 2021-10-27 | 2022-01-24 | 2022-06-07 |  |  |  | No |  |  | Not Required
24INR0161 | Miranda Solar Project | SS Completed, FIS Started, No IA | Cactus Solar Development LLC | Tap 345kV 5709 Fowlerton - 5901 San Miguel Ckt 1 | La Salle | SOUTH | 2024-05-31 | SOL | PV | 261.42 | FIS Request | 2022-06-27 | 2021-11-03 | 2022-01-07 | 2022-06-22 |  |  |  | No |  |  | Not Required
24INR0182 | DeSpain Solar Project | SS Completed, FIS Started, No IA | Gransolar Texas Thirteen LLC | 7425 Odlaw Switch 138kV | Kinney | SOUTH | 2024-05-31 | SOL | PV | 236.17 | FIS Request | 2022-06-22 | 2021-12-05 | 2022-03-02 | 2022-06-16 |  |  |  | No |  |  | Not Required
24INR0262 | Lan Battery | SS Started, FIS Started, No IA | General Solar, LLC | Tap 345kV 1729 Valley South – 1692 Paris Switch | Lamar | NORTH | 2024-02-15 | OTH | BA | 180 | FIS Request | 2022-04-04 | 2022-06-10 |  | 2022-04-27 |  |  |  | No |  |  | Not Required
24INR0308 | Forts Trail Solar SLF | SS Started, FIS Started, No IA | JC Central Bluff LLC | 11406 Central Bluff Switch 345kV | Taylor | WEST | 2024-06-15 | SOL | PV | 200 | FIS Request | 2022-06-07 | 2022-06-02 |  | 2022-06-03 |  |  |  | No |  |  | Not Required
24INR0326 | Blarney Solar | SS Started, FIS Started, No IA | Sligsol, LLC | 1815 Cumby Tap 138kV | Hopkins | NORTH | 2024-11-01 | SOL | PV | 81 | FIS Request | 2022-04-20 |  |  | 2022-04-21 |  |  |  | No |  |  | Not Required
24INR0337 | Eldora Solar | SS Started, FIS Started, No IA | Eldora Energy LLC | 345 kV South Texas Project (Bus# 5915) – Hillje (Bus# 44200) Transmission Line Ckt 1 | Matagorda | COASTAL | 2024-12-31 | SOL | PV | 200.94 | FIS Request | 2022-05-31 | 2022-06-10 |  | 2022-06-01 |  |  |  | No |  |  | Not Required
24INR0338 | Eldora BESS | SS Started, FIS Started, No IA | Eldora Energy LLC | 345 kV South Texas Project (Bus# 5915) – Hillje (Bus# 44200) Transmission Line Ckt 1 | Matagorda | COASTAL | 2024-12-31 | OTH | BA | 201.31 | FIS Request | 2022-06-03 | 2022-06-10 |  | 2022-06-01 |  |  |  | No |  |  | Not Required
24INR0341 | Forts Trail BESS SLF | SS Started, FIS Started, No IA | JC Central Bluff LLC | 11406 Central Bluff Switch 345kV | Taylor | WEST | 2024-06-15 | OTH | BA | 0 | FIS Request | 2022-06-06 | 2022-06-02 |  | 2022-06-03 |  |  |  | No |  |  | Not Required
24INR0345 | Schoolhouse BESS | SS Started, FIS Started, No IA | Schoolhouse Storage, LLC | tap 345kV 7040 Austrop - 13429 Sandow | Lee | SOUTH | 2024-03-10 | OTH | BA | 150.68 | FIS Request | 2022-06-09 | 2022-06-17 |  | 2022-06-10 |  |  |  | No |  |  | Not Required
24INR0350 | Brushwood Energy Storage | SS Started, FIS Started, No IA | Flagtail LLC | Tap 345kV 44645 Singleton - 40600 Roans Prairie | Grimes | NORTH | 2024-12-31 | OTH | BA | 203.78 | FIS Request | 2022-06-06 | 2022-06-10 |  | 2022-05-27 |  |  |  | No |  |  | Not Required
24INR0353 | Exodus | SS Started, FIS Started, No IA | Exodus Solar LLC. | Tap 345kV 7040 Austrop – 7042 Zorn | Caldwell | SOUTH | 2024-07-20 | SOL | PV | 156.1 | FIS Request | 2022-05-16 | 2022-06-10 |  | 2022-05-20 |  |  |  | No |  |  | Not Required
24INR0368 | Glory Bee Solar | SS Started, FIS Started, No IA | Belltown Power Texas | Tap 345kV 1440 Comanche Switch - 1900 Comanche Peak | Erath | NORTH | 2024-05-31 | SOL | PV | 305 | FIS Request | 2022-06-06 | 2022-06-10 |  | 2022-06-06 |  |  |  | No |  |  | Not Required
24INR0369 | Glory Bee Storage | SS Started, FIS Started, No IA | Belltown Power Texas | Tap 345kV 1440 Comanche Switch - 1900 Comanche Peak | Erath | NORTH | 2024-05-31 | OTH | BA | 101 | FIS Request | 2022-06-06 | 2022-06-10 |  | 2022-06-06 |  |  |  | No |  |  | Not Required
24INR0370 | Dogwood Creek Solar | SS Started, FIS Started, No IA | Dogwood Creek Solar LLC | tap 345kV 7040 Austrop - 9041 Lost Pines | Bastrop | SOUTH | 2024-12-31 | SOL | PV | 432.02 | FIS Request | 2022-06-20 | 2022-06-27 |  | 2022-06-06 |  |  |  | No |  |  | Not Required
24INR0371 | Dogwood Creek Storage | SS Started, FIS Started, No IA | Dogwood Creek Solar LLC | tap 345kV 7040 Austrop - 9041 Lost Pines | Bastrop | SOUTH | 2024-12-31 | OTH | BA | 431.3 | FIS Request | 2022-06-20 |  |  | 2022-06-06 |  |  |  | No |  |  | Not Required
24INR0381 | Alexandrite Storage | SS Started, FIS Started, No IA | Belltown Power Texas | Santa Rosa (S_SNROSA4A) 138/XX KV Substation (Bus #8359) | Cameron | COASTAL | 2024-06-01 | OTH | BA | 203 | FIS Request | 2022-06-20 | 2022-06-27 |  | 2022-06-15 |  |  |  | No |  |  | Not Required
25INR0024 | Itsee Solar | SS Completed, FIS Started, No IA | Gransolar Texas Seventeen, LLC | Tap 138kV Trinidad Ses (Bus number 3127) to Goodloe Switch (Bus number 3483) | Navarro | NORTH | 2024-12-24 | SOL | PV | 53.31 | FIS Request |  | 2021-10-12 | 2022-01-03 | 2022-05-24 |  |  |  | No |  |  | Not Required
25INR0068 | High Chap Solar | SS Started, FIS Started, No IA | HIGH CHAPARRAL SOLAR PROJECT LLC | 43035 Oasis 345kV - 42500 Dow Chemical 345 kV Ckt 27 | Brazoria | COASTAL | 2025-03-01 | SOL | PV | 152.25 | FIS Request |  |  |  | 2022-06-17 |  |  |  | No |  |  | Not Required
25INR0079 | Sunlight Solar | SS Started, FIS Started, No IA | DG Penwell North | Tapping Red Lake Switch #11293 - Ector Harper #1292 138kV line | Ector | WEST | 2025-12-31 | SOL | PV | 203.5 | FIS Request | 2022-06-02 | 2022-06-10 |  | 2022-06-01 |  |  |  | No |  |  | Not Required
25INR0101 | Mallard BESS | SS Started, FIS Started, No IA | Black Mountain Energy Storage II | 818 Olinger 138kV | Collin | NORTH | 2025-02-17 | OTH | BA | 100.8 | FIS Request | 2022-06-22 | 2022-06-02 |  | 2022-06-17 |  |  |  | No |  |  | Not Required
25INR0109 | Sun Cactus Solar | SS Started, FIS Started, No IA | Sun Cactus Solar Project, LLC | tap 138kV 8510 Falfurrias - 8695 Crestonio | Duval | SOUTH | 2025-08-01 | SOL | PV | 121.88 | FIS Request | 2022-06-17 |  |  | 2022-06-20 |  |  |  | No |  |  | Not Required
New Projects added in July 2022 | [10 empty] | Changes from Last Report | GIM Project Milestone Dates
INR | Project Name | GIM Study Phase | Interconnecting Entity | POI Location | County | CDR Reporting Zone | Projected COD | Fuel | Technology | Capacity (MW) |  |  | Screening Study Started | Screening Study Complete | FIS Requested | FIS Approved | Economic Study Required | IA Signed |  | Air Permit | GHG Permit | Water Availability | Meets Planning | Meets All Planning |  | Construction Start | Construction End | Approved for Energization | Approved for Synchronization | Comment
[11 empty] | Change indicators: Proj Name, MW | Approval Date for | [6 empty] | Financial Security |  |  |  | Guide Section 6.9(1) | Guide Section 6.9 | Meets Planning Guide
[11 empty] | Size, COD, SFS/NtP, FIS Request, | Submission of Proof of | [6 empty] | and Notice to |  |  |  | Requirements for | Requirements for | QSA (Section 5.9)
[11 empty] | Status Change INA-to-PLN | Site Control | [6 empty] | Proceed Provided |  |  |  | Inclusion in Planning | Inclusion in Planning | Prerequisites
[23 empty] | Models | Models
18INR0030 | Canyon Wind | SS Completed, FIS Started, IA | Canyon Wind Holdings, LLC | 11319 ScurryCounty 138kV | Scurry | WEST | 2023-12-31 | WIN | WT | 309.12 | Status Change INA-to-PLN | 2017-03-02 | 2016-05-09 | 2016-07-22 | 2017-03-02 |  | No | 2018-09-20 | Yes | Not Required | Not Required | Not Required | 2020-02-07 | 2022-06-22
22INR0546 | Enchanted Rock NEWPP | SS Completed, FIS Started, No IA | Enchanted Rock Electric, LLC | 40475 Deusen 138kV | Harris | HOUSTON | 2023-11-01 | GAS | IC | 30 | FIS Request |  | 2021-11-10 | 2022-01-17 | 2022-07-13 |  |  |  | No
22INR0604 | RABBS U1 Power Station | SS Completed, FIS Completed, IA | Braes Bayou II, LLC | 44650 Smithers 345kV | Fort Bend | HOUSTON | 2022-08-26 | GAS | GT | 51 | FIS Request | 2018-12-06 |  |  | 2022-06-30 | 2020-09-25 |  | 2020-11-18 | Yes |  |  |  | 2021-04-01 | 2021-06-03 | 2021-07-27 |  |  | 2022-02-28
23INR0106 | Vorsavio Grid BESS | SS Completed, FIS Started, No IA | Vorsavio Grid, LLC | 80013 Laredo VFT 138kV | Webb | SOUTH | 2023-07-31 | OTH | BA | 100.67 | Status Change INA-to-PLN | 2021-05-21 | 2020-10-07 | 2020-12-30 | 2021-05-13 |  |  |  | No | Not Required | Not Required | Not Required
23INR0217 | Snap Jaw BESS | SS Completed, FIS Started, No IA | Moccasin Pointe Grid, LLC | tap 138kV 40941 La Porte - 40200 Bimont (Air Liquide) | Harris | HOUSTON | 2023-06-01 | OTH | BA | 201.28 | Status Change INA-to-PLN | 2021-04-02 | 2021-04-05 | 2021-07-02 | 2021-03-16 |  |  |  | No |  |  | Not Required
23INR0398 | CountySeat | SS Completed, FIS Started, No IA | LCRA | 7576 HILBIG 138kV | Bastrop | SOUTH | 2024-05-16 | GAS | IC | 300 | FIS Request | 2022-07-13 | 2021-11-02 | 2022-01-17 | 2022-06-28 |  |  |  | No
23INR0425 | Coneflower Storage Project | SS Completed, FIS Started, No IA | HQC Solar Holdings 1, LLC | 40855 JORDON 138 kV | Chambers | HOUSTON | 2024-06-01 | OTH | BA | 170 | FIS Request | 2022-07-11 | 2021-12-20 | 2022-03-11 | 2022-07-06 |  |  |  | No |  |  | Not Required
23INR0464 | Sloan Storage | SS Completed, FIS Started, No IA | Belltown Power Texas | 3179 Pauline 138kV | Henderson | NORTH | 2024-06-01 | OTH | BA | 203 | FIS Request | 2022-07-13 | 2022-02-21 | 2022-05-21 | 2022-06-29 |  |  |  | No |  |  | Not Required
23INR0480 | Camellia Storage | SS Started, FIS Started, No IA | HQC Solar Holdings 1, LLC | Tap 138 kV 8358 NORTH MERCEDES - 8327 HARLINGEN 138 kV | Hidalgo | SOUTH | 2024-06-01 | OTH | BA | 90.76 | FIS Request | 2022-07-12 | 2022-07-05 |  | 2022-07-06 |  |  |  | No |  |  | Not Required
23INR0506 | Beachwood II Power Station | SS Completed, FIS Completed, No IA | WattBridge Texas Holdings, LLC | 42110 Angleton 138kV | Brazoria | COASTAL | 2023-06-30 | GAS | GT | 207.46 | FIS Request | 2022-06-21 |  |  | 2022-06-20 | 2022-07-28 |  |  | No
23INR0524 | Temple II Repower | SS Started, FIS Started, No IA | Panda Temple Power II | 3413 Knob Creek | Bell | NORTH | 2023-10-15 | GAS | CC | 43 | FIS Request |  |  |  | 2022-07-22 |  |  |  | No
24INR0095 | Dovetail Solar 2 | SS Completed, FIS Started, No IA | Hecate Energy Dovetail Solar Holdings LLC | Tap 345 KV 1421 Willow Creek - 60515 Clear Crossing | Jack | NORTH | 2025-11-15 | SOL | PV | 666.1 | FIS Request | 2022-07-29 | 2021-10-26 | 2022-01-21 | 2022-07-15 |  |  |  | No |  |  | Not Required
24INR0102 | Seguro Grid | SS Completed, FIS Started, No IA | Val Vista Grid, LLC | Tap 345kV 8383 North Edinburg - 80137 Stewart Road | Hidalgo | SOUTH | 2024-05-03 | OTH | BA | 201.33 | Status Change INA-to-PLN | 2021-09-30 | 2021-10-01 | 2021-12-09 | 2021-10-01 |  |  |  | No | Not Required | Not Required | Not Required
24INR0160 | Huisache Solar | SS Completed, FIS Started, No IA | Novis Renewables | Tap 345kV 5133 Elm Creek - 5915 Southern Texas Project Ckt 1 | Wilson | SOUTH | 2024-12-31 | SOL | PV | 127 | FIS Request | 2022-07-11 | 2021-12-03 | 2022-03-01 | 2022-06-22 |  |  |  | No | Not Required | Not Required | Not Required
24INR0256 | Kennedy Solar | SS Completed, FIS Started, No IA | Belltown Power Texas | Tap 345kV 68040 Kopprl Capacitor Yard - 68091 Navarro | Navarro | NORTH | 2024-05-31 | SOL | PV | 101.5 | FIS Request | 2022-07-11 | 2022-03-07 | 2022-06-02 | 2022-06-29 |  |  |  | No |  |  | Not Required
24INR0303 | Erika Solar | SS Started, FIS Started, No IA | Erika Solar, LLC | New Station: Tap Tyler Se (#3102) to Tricorner (#2432) | Kaufman | NORTH | 2024-08-30 | SOL | PV | 203.5 | FIS Request | 2022-05-02 | 2022-07-25 |  | 2022-07-06 |  |  |  | No |  |  | Not Required
24INR0304 | Barton Bishop BESS | SS Started, FIS Started, No IA | Barton Bishop BESS | 1599 Barton Chapel Wind Farm station 138kV | Jack | NORTH | 2024-03-01 | OTH | BA | 45 | FIS Request | 2022-04-04 |  |  | 2022-04-20 |  |  |  | No |  |  | Not Required
24INR0310 | Webb County Renewables Solar | SS Started, FIS Started, No IA | Webb County Renewables, LLC | 161105 Bordas 345kV | Webb | SOUTH | 2024-06-01 | SOL | PV | 203.4 | FIS Request | 2022-06-19 | 2022-07-25 |  | 2022-06-20 |  |  |  | No |  |  | Not Required
24INR0311 | Webb County Renewables Storage | SS Started, FIS Started, No IA | Webb County Renewables, LLC | 161105 Bordas 345kV | Webb | SOUTH | 2024-06-01 | OTH | BA | 203.4 | FIS Request | 2022-07-18 | 2022-07-25 |  | 2022-07-06 |  |  |  | No |  |  | Not Required
24INR0319 | Burro Loco Energy Storage | SS Started, FIS Started, No IA | VESI | 8626 Resaca 69kV | Cameron | COASTAL | 2024-04-15 | OTH | BA | 25.14 | FIS Request | 2022-07-14 | 2022-07-18 |  | 2022-07-08 |  |  |  | No |  |  | Not Required
24INR0365 | XE Hermes Storage | SS Started, FIS Started, No IA | Bell Solar 1 LLC | 3675 Rogers Substation 138kV | Bell | NORTH | 2024-12-31 | OTH | BA | 101.07 | FIS Request | 2022-07-14 | 2022-07-18 |  | 2022-06-30 |  |  |  | No |  |  | Not Required
24INR0372 | GIGA AUSTIN SOLAR | SS Started, FIS Started, No IA | GIGA TEXAS ENERGY LLC | 7047 HORNSBY Substation 138kV | Travis | SOUTH | 2024-06-10 | SOL | PV | -53.3 | FIS Request |  | 2022-07-18 |  | 2022-07-26 12:15 |  |  |  | No |  |  | Not Required
24INR0380 | Photo BESS 3 | SS Started, FIS Started, No IA | CED Development Inc. | 5883 Downie Substation 69kV | Uvalde | SOUTH | 2024-05-31 | OTH | BA | 100 | FIS Request | 2022-07-28 | 2022-07-25 |  | 2022-07-26 |  |  |  | No |  |  | Not Required
24INR0382 | Remy Jade II Power Station | SS Started, FIS Started, No IA | Remy Jade II Generating, LLC | Tap 138 kV line from Crosby (#40390) to Highlands (#40811) | Harris | HOUSTON | 2024-04-01 | GAS | GT | 103.72 | FIS Request | 2022-07-14 | 2022-07-18 |  | 2022-07-07 |  |  |  | No
24INR0384 | Lucas Solar SLF | SS Started, FIS Started, No IA | Clip Road Solar LLC | TAP 69 KV LINE FROM BERCLAIR 8586 - GOLIAD 8587 | Goliad | SOUTH | 2025-08-31 | SOL | PV | 204.08 | FIS Request | 2022-07-11 | 2022-07-25 |  | 2022-07-19 |  |  |  | No | Not Required | Not Required | Not Required
24INR0388 | Lucas Storage SLF | SS Started, FIS Started, No IA | Clip Road Solar, LLC | TAP 69 KV LINE FROM BERCLAIR 8586 - GOLIAD 8587 | Goliad | SOUTH | 2025-08-31 | OTH | BA | 0 | FIS Request |  | 2022-07-25 |  | 2022-07-19 |  |  |  | No | Not Required | Not Required | Not Required
24INR0391 | Kennedy Storage | SS Started, FIS Started, No IA | Belltown Power Texas | Tap 345kV 68040 Kopprl Capacitor Yard - 68091 Navarro | Navarro | NORTH | 2024-05-31 | OTH | BA | 25.3 | FIS Request | 2022-07-06 | 2022-07-18 |  | 2022-07-06 |  |  |  | No |  |  | Not Required
24INR0392 | WALZEM BESS 2 | SS Started, FIS Started, No IA | CED Development Inc. | Walzem Substation: Bus: 5485 | Bexar | SOUTH | 2024-05-31 | OTH | BA | 100 | FIS Request | 2022-07-14 | 2022-07-18 |  | 2022-07-11 |  |  |  | No |  |  | Not Required
24INR0393 | ELECTRODE BESS | SS Started, FIS Started, No IA | CED Development Inc. | Castillo Substation, Bus number : 76040 | Upton | WEST | 2024-05-31 | OTH | BA | 150 | FIS Request | 2022-07-18 | 2022-07-25 |  | 2022-07-12 |  |  |  | No | Not Required | Not Required | Not Required
24INR0394 | CATHODE BESS | SS Started, FIS Started, No IA | CED Development Inc. | 138kV King Mountain 76635 | Upton | WEST | 2024-05-31 | OTH | BA | 150 | FIS Request | 2022-07-25 |  |  | 2022-07-12 |  |  |  | No |  |  | Not Required
24INR0405 | Crowned Heron BESS | SS Started, FIS Started, No IA | RWE Renewables | WA Parish 345 kV Bus #44000 | Fort Bend | HOUSTON | 2024-12-15 | OTH | BA | 150 | FIS Request | 2022-07-14 | 2022-07-18 |  | 2022-07-12 |  |  |  | No |  |  | Not Required
24INR0408 | Pruett Storage | SS Started, FIS Started, No IA | Belltown Power Texas | Tap 138kV 587 Greenwood - 685 Leo | Wise | NORTH | 2024-05-31 | OTH | BA | 51 | FIS Request | 2022-07-20 | 2022-07-25 |  | 2022-07-15 |  |  |  | No |  |  | Not Required
24INR0417 | Sierra Diablo Energy Storage | SS Started, FIS Started, No IA | SIERRA DIABLO ENERGY STORAGE LLC | OWL HILLS SUBSTATION 138kV (11090) | Reeves | WEST | 2024-12-31 | OTH | BA | 203.81 | FIS Request | 2022-07-28 |  |  | 2022-07-26 |  |  |  | No |  |  | Not Required
25INR0049 | Point Mountain Solar | SS Started, FIS Started, No IA | Hecate Energy Point Mountain Solar Facility LLC | Tap 345kV 11028 Odessa Ehv Switch - 842 King Mountain Switch | Upton | WEST | 2025-05-30 | SOL | PV | 514 | FIS Request | 2022-02-15 | 2022-07-18 |  | 2022-02-24 |  |  |  | No |  |  | Not Required
25INR0052 | SanPat Solar | SS Completed, FIS Started, No IA | Padre Solar LLC | Tap 345kV 8249 Angstrom – 8659 Naismith | San Patricio | COASTAL | 2025-07-01 | SOL | PV | 256.23 | FIS Request | 2022-07-29 | 2022-02-28 | 2022-05-27 | 2022-07-15 |  |  |  | No |  |  | Not Required
25INR0060 | Argenta Solar | SS Started, FIS Started, No IA | National Grid Renewables Projects, LLC | Tap 345kV 8689 Tango - 8606 Goddard | Bee | SOUTH | 2025-06-01 | SOL | PV | 325 | FIS Request | 2022-07-27 | 2022-06-27 |  | 2022-07-14 |  |  |  | No |  |  | Not Required
25INR0061 | Argenta Storage | SS Started, FIS Started, No IA | National Grid Renewables Projects, LLC | Tap 345kV 8689 Tango - 8606 Goddard | Bee | SOUTH | 2025-06-01 | OTH | BA | 162 | FIS Request | 2022-07-21 | 2022-06-27 |  | 2022-07-13 |  |  |  | No |  |  | Not Required
25INR0072 | High Chap Storage | SS Started, FIS Started, No IA | HIGH CHAPARRAL SOLAR PROJECT LLC | 43035 Oasis 345kV - 42500 Dow Chemical 345 kV Ckt 27 | Brazoria | COASTAL | 2025-03-01 | OTH | BA | 71.78 | FIS Request | 2022-07-21 | 2022-07-25 |  | 2022-07-07 |  |  |  | No |  |  | Not Required
25INR0076 | Violet Storage | SS Started, FIS Started, No IA | VIOLET STORAGE | McKenzie Road (8858) 138 kV Substation | Nueces | COASTAL | 2025-06-01 | OTH | BA | 151 | Status Change INA-to-PLN | 2022-04-13 | 2022-05-10 |  | 2022-04-14 |  |  |  | No |  |  | Not Required
25INR0080 | Meitner Solar | SS Started, FIS Started, No IA | IP Meitner, LLC | 345 kV Gray (Bus# 79000) – Alibates (Bus# 23900) Transmission Line Tap. Please note that this project employs a behind the meter Private Use Network Load at the 34.5 kV busses as shown in the RARF, models and substation SLD. | Gray | PANHANDLE | 2026-09-30 | SOL | PV | 702.64 | FIS Request | 2022-07-26 |  |  | 2022-07-27 |  |  |  | No |  |  | Not Required
25INR0081 | SanPat Solar II | SS Started, FIS Started, No IA | CGRP 04, LLC | Tap 345kV 8249 Angstrom – 8659 Naismith | San Patricio | COASTAL | 2025-07-01 | SOL | PV | 308.88 | FIS Request | 2022-07-29 | 2022-07-18 |  | 2022-07-15 |  |  |  | No |  |  | Not Required
25INR0104 | Elio Solar | SS Started, FIS Started, No IA | Elio Energy LLC | Tap 138kV 42980 Nash - 44010 Wa Parish CKt 02 | Brazoria | COASTAL | 2025-03-31 | SOL | PV | 160.64 | FIS Request | 2022-07-27 |  |  | 2022-07-13 |  |  |  | No |  |  | Not Required
25INR0110 | Sun Cactus Storage | SS Started, FIS Started, No IA | Sun Cactus Solar Project, LLC | tap 138kV 8510 Falfurrias - 8695 Crestonio | Duval | SOUTH | 2025-08-01 | OTH | BA | 63.22 | FIS Request | 2022-07-11 | 2022-07-18 |  | 2022-06-20 |  |  |  | No |  |  | Not Required
25INR0131 | SOSA Storage | SS Started, FIS Started, No IA | Savannah Oaks Solar Project, LLC | tap 138 kV 25 North Zulch - 47 Hilltop Lakes | Madison | NORTH | 2025-09-01 | OTH | BA | 150.54 | FIS Request | 2022-07-21 | 2022-07-25 |  | 2022-07-21 |  |  |  | No |  |  | Not Required
New Projects added in August 2022 | [10 empty] | Changes from Last Report | GIM Project Milestone Dates
INR | Project Name | GIM Study Phase | Interconnecting Entity | POI Location | County | CDR Reporting Zone | Projected COD | Fuel | Technology | Capacity (MW) |  |  | Screening Study Started | Screening Study Complete | FIS Requested | FIS Approved | Economic Study Required | IA Signed |  | Air Permit | GHG Permit | Water Availability | Meets Planning | Meets All Planning |  | Construction Start | Construction End | Approved for Energization | Approved for Synchronization | Comment
[11 empty] | Change indicators: Proj Name, MW | Approval Date for | [6 empty] | Financial Security |  |  |  | Guide Section 6.9(1) | Guide Section 6.9 | Meets Planning Guide
[11 empty] | Size, COD, SFS/NtP, FIS Request, | Submission of Proof of | [6 empty] | and Notice to |  |  |  | Requirements for | Requirements for | QSA (Section 5.9)
[11 empty] | Status Change INA-to-PLN | Site Control | [6 empty] | Proceed Provided |  |  |  | Inclusion in Planning | Inclusion in Planning | Prerequisites
[23 empty] | Models | Models
22INR0356 | Jungmann Solar | SS Completed, FIS Completed, IA | BT Jungmann LLC | Tap 69kV 3643 Temp SS - 3689 Marak c1 | Milam | SOUTH | 2023-09-01 | SOL | PV | 40 | Status Change INA-to-PLN | 2021-02-05 | 2020-06-03 | 2020-08-11 | 2021-02-05 | 2021-10-26 |  | 2022-02-15 | No |  |  | Not Required
22INR0387 | Val Vista Grid BESS | SS Completed, FIS Started, No IA | Val Vista Grid, LLC | 8380 North Edinburg 138kV | Hidalgo | SOUTH | 2023-03-01 | OTH | BA | 202.85 | Status Change INA-to-PLN | 2020-08-04 | 2020-08-04 | 2020-10-16 | 2020-07-21 |  |  |  | No |  |  | Not Required
22INR0422 | Ferdinand Grid BESS | SS Completed, FIS Started, No IA | Ferdinand Grid, LLC | 5260 Leon Creek 138kV | Bexar | SOUTH | 2023-05-31 | OTH | BA | 202.65 | Status Change INA-to-PLN | 2021-01-28 | 2021-03-01 | 2021-05-12 | 2021-01-28 |  |  |  | No |  |  | Not Required
22INR0511 | Gransolar Texas One | SS Completed, FIS Completed, IA | Gransolar Texas One, LLC | Tap 138kV 3659 Thorndale North - 116 Salty | Milam | SOUTH | 2023-11-23 | SOL | PV | 60.86 | Status Change INA-to-PLN | 2021-03-10 | 2021-03-16 | 2021-06-11 | 2021-03-08 | 2022-01-24 |  | 2022-02-09 | No |  |  | Not Required
23INR0390 | Markum Solar Storage SLF | SS Completed, FIS Started, No IA | Markum Solar Farm, LLC | 177 BOSQUE 138 KV SUBSTATION | McLennan | NORTH | 2024-10-31 | OTH | BA | 0 | FIS Request |  | 2021-10-28 | 2022-02-08 | 2022-08-01 |  |  |  | No |  |  | Not Required
23INR0413 | Heart of Texas Wind Farm SLF Storage | SS Completed, FIS Started, No IA | HEART OF TEXAS WIND | 76006 Bow Wood 345kV | McCulloch | SOUTH | 2024-10-31 | OTH | BA | 0 | FIS Request | 2022-08-18 | 2021-11-15 | 2022-02-08 | 2022-08-05 |  |  |  | No |  |  | Not Required
23INR0441 | Bug Tussle Wind Project | SS Completed, FIS Started, No IA | Bug Tussle Wind, LLC | Double Tap 1690 VallySes1 5 / 1729 Val STH 5 and 1692 ParisSW1 5. Project is located at Lamar and Fannin Counties. | Lamar | NORTH | 2024-09-01 | WIN | WT | 312 | FIS Request | 2022-08-30 | 2022-01-13 | 2022-04-11 | 2022-08-16 |  |  |  | No |  |  | Not Required
23INR0471 | Ophelia Solar | SS Started, FIS Started, No IA | Ophelia Solar, LLC | Tapping the 138 kV Line from Moss Switch (Bus# 1019) to Shin Oak POD (Bus# 11128). The project has a 110 MW PUN load at the high side of the MPT (refer to the substation SLD). | Ector | WEST | 2024-12-01 | SOL | PV | 110.5 | FIS Request | 2022-08-15 |  |  | 2022-08-01 |  |  |  | No |  |  | Not Required
23INR0501 | Soda Lake BESS 1 SLF | SS Started, FIS Started, No IA | Crane 1 Solar Electric, LLC | 138kV Soda Lake Substation (#76026) | Crane | WEST | 2024-06-01 | OTH | BA | 200 | FIS Request | 2022-08-03 |  |  | 2022-08-09 |  |  |  | No |  |  | Not Required
23INR0503 | Ardesia Storage | SS Started, FIS Started, No IA | HQC Solar Holdings 1, LLC | Tap 138kV 7325 Mendoza - 7216 Lockhart | Caldwell | SOUTH | 2024-06-01 | OTH | BA | 100 | FIS Request | 2022-08-29 |  |  | 2022-07-22 |  |  |  | No |  |  | Not Required
23INR0525 | Pyron Wind Repower | SS Started, FIS Started, No IA | RWE Renewables Development | Existing TKWSW Bus #1048 | Nolan | WEST | 2023-12-15 | WIN | WT | 19.92 | FIS Request | 2022-08-04 | 2022-08-16 |  | 2022-08-04 |  |  |  | No |  |  | Not Required
23INR0526 | Canyon Wind Alternative | SS Started, FIS Started, No IA | Canyon Wind | Scurry 138kV station (#11319) | Scurry | WEST | 2023-12-14 | WIN | WT | 311.6 | FIS Request |  |  |  | 2022-08-09 |  |  |  | No |  |  | Not Required
24INR0097 | Dovetail Solar 3 | SS Completed, FIS Started, No IA | Hecate Energy Dovetail Solar Holdings LLC | Tap 345 KV 1421 Willow Creek - 60515 Clear Crossing | Jack | NORTH | 2025-11-15 | SOL | PV | 666.1 | FIS Request | 2022-08-29 | 2021-12-13 | 2022-02-08 | 2022-08-06 |  |  |  | No |  |  | Not Required
24INR0132 | Bowhead Solar | SS Completed, FIS Started, No IA | Baffin Bay Solar, LLC | Tap 138kV 8519 Kleberg – 8518 Kingsville | Kleberg | COASTAL | 2026-01-15 | SOL | PV | 165 | FIS Request | 2022-08-30 | 2021-11-16 | 2022-02-12 | 2022-08-09 10:27 |  |  |  | No |  |  | Not Required
24INR0174 | Solar Star North Herty Storage | SS Completed, FIS Started, No IA | Solar Star North Herty Storage, LLC | 3319 North Herty 138kV | Angelina | NORTH | 2024-06-30 | OTH | BA | 125 | FIS Request |  | 2022-02-21 | 2022-05-21 | 2022-08-15 10:23 |  |  |  | No |  |  | Not Required
24INR0184 | Slate Solar Project | SS Completed, FIS Started, No IA | Ignis TX Solar Three LLC | Tap 138kV 8646 Rio Bravo - 8985 San Ygancio | Zapata | SOUTH | 2024-09-30 | SOL | PV | 104.89 | FIS Request | 2022-08-03 | 2021-12-20 | 2022-03-10 | 2022-07-13 |  |  |  | No |  |  | Not Required
24INR0204 | Trigo Solar Project | SS Completed, FIS Started, No IA | Ignis TX Solar Two LLC | 5705 Fowlerton 138kV | La Salle | SOUTH | 2024-10-01 | SOL | PV | 145.62 | FIS Request | 2022-08-15 | 2022-01-07 | 2022-04-01 | 2022-07-27 |  |  |  | No |  |  | Not Required
24INR0205 | Wensowitch Solar | SS Completed, FIS Started, No IA | Greenalia Solar Power Wensowitch LLC | Tapping 138 kV line Telico (192) to Montfort Switch (3454) | Navarro | NORTH | 2024-10-01 | SOL | PV | 145.58 | FIS Request | 2022-08-15 | 2022-01-07 | 2022-04-01 | 2022-07-25 |  |  |  | No |  |  | Not Required
24INR0252 | Kruth Storage | SS Completed, FIS Started, No IA | Belltown Power Texas | 3319 Redland 138kV | Angelina | NORTH | 2024-05-31 | OTH | BA | 203 | FIS Request | 2022-08-05 | 2022-02-28 | 2022-05-27 | 2022-07-22 |  |  |  | No |  |  | Not Required
24INR0287 | Rockridge Solar Project | SS Completed, FIS Started, No IA | Magnolia Solar Development LLC | 7225 Hickory Forest 138kV | Guadalupe | SOUTH | 2024-11-15 | SOL | PV | 221.27 | FIS Request | 2022-08-10 | 2022-04-18 | 2022-07-12 | 2022-08-03 |  |  |  | No |  |  | Not Required
24INR0289 | Ratcliff Solar | SS Started, FIS Started, No IA | Greenalia Solar Power Ratcliff | Tap 138kV 3279 Long Lake Tap Switch - 3280 Long Lake | Freestone | NORTH | 2024-11-15 | SOL | PV | 85.45 | FIS Request | 2022-08-22 | 2022-06-27 |  | 2022-08-17 |  |  |  | No |  |  | Not Required
24INR0330 | TRAVIS KIMBRO BESS | SS Started, FIS Started, No IA | Travis pflugerville BESS | 7337 Kimbro 138kV | Travis | SOUTH | 2024-03-15 | OTH | BA | 36.84 | FIS Request | 2022-04-20 |  |  | 2022-04-25 |  |  |  | No |  |  | Not Required
24INR0364 | Pitts Dudik II | SS Started, FIS Started, No IA | Pitts Dudik II | Tap 138 kV Hillsboro Switch (#3522) To Chatt (#234) | Hill | NORTH | 2024-03-01 | SOL | PV | 30 | FIS Request | 2022-08-28 | 2022-07-18 |  | 2022-08-04 |  |  |  | No |  |  | Not Required
24INR0378 | Solara BESS 1 | SS Started, FIS Started, No IA | CED Development Inc. | 60387 Hendrick 138kV | Jones | WEST | 2024-05-31 | OTH | BA | 150 | FIS Request | 2022-08-08 | 2022-07-05 |  | 2022-07-26 |  |  |  | No |  |  | Not Required
24INR0379 | Solara BESS 2 | SS Started, FIS Started, No IA | CED Development Inc. | 60387 Hendrick 138kV | Jones | WEST | 2024-05-31 | OTH | BA | 150 | FIS Request | 2022-08-08 | 2022-07-05 |  | 2022-07-26 |  |  |  | No |  |  | Not Required
24INR0383 | Soda Lake BESS 2 SLF | SS Started, FIS Started, No IA | Crane 2 Solar Electric, LLC | 138kV Soda Lake Substation (#76026) | Crane | WEST | 2024-11-01 | OTH | BA | 200 | FIS Request | 2022-08-03 |  |  | 2022-08-09 |  |  |  | No |  |  | Not Required
24INR0395 | Berkman Storage | SS Started, FIS Started, No IA | Berkman Storage, LLC | 138 kV League City (Bus# 38920) | Galveston | HOUSTON | 2024-12-01 | OTH | BA | 150.86 | FIS Request | 2022-08-03 | 2022-08-05 |  | 2022-07-21 |  |  |  | No |  |  | Not Required
24INR0397 | Destiny Storage | SS Started, FIS Started, No IA | Destiny Storage, LLC | Tap 138kV 40390 Crosby - 40680 Placid Ckt 86 | Harris | HOUSTON | 2024-12-01 | OTH | BA | 201.11 | FIS Request | 2022-08-12 | 2022-08-16 |  | 2022-07-28 |  |  |  | No |  |  | Not Required
24INR0398 | Lake Henry Wind | SS Started, FIS Started, No IA | Lake Henry Wind | Tap 345 kV Cottonwood (#59904) - NOVAPRIME345 (#59908) | Kent | WEST | 2024-08-30 | WIN | WT | 305 | FIS Request | 2022-08-03 |  |  | 2022-08-11 |  |  |  | No |  |  | Not Required
24INR0399 | Stafford Solar | SS Started, FIS Started, No IA | Stafford Solar | Tap between Cottonwood (#59904) and White River (#23922) | Motley | PANHANDLE | 2024-08-30 | SOL | PV | 202.46 | FIS Request | 2022-08-03 |  |  | 2022-08-04 |  |  |  | No |  |  | Not Required
24INR0400 | Lake Wichita Solar | SS Started, FIS Started, No IA | Lake Wichita Solar | Bowman 345 kV Substation (#1422) | Wichita | WEST | 2024-08-30 | SOL | PV | 233.35 | FIS Request | 2022-07-14 |  |  | 2022-07-31 |  |  |  | No |  |  | Not Required
24INR0402 | Inertia BESS 3 | SS Started, FIS Started, No IA | Inertia WS Holdings, LLC | Pendulo #60507 345kV substation | Jones | WEST | 2024-08-30 | OTH | BA | 108.44 | FIS Request | 2022-08-11 | 2022-08-16 |  | 2022-07-14 |  |  |  | No |  |  | Not Required
24INR0407 | Mercury Solar III | SS Started, FIS Started, No IA | Mercury Solar | 68092 Liberty Station 345kV | Hill | NORTH | 2024-12-31 | SOL | PV | 203.5 | FIS Request | 2022-08-02 | 2022-08-16 |  | 2022-08-03 |  |  |  | No |  |  | Not Required
24INR0410 | Greens Bayou 9 CT 138 | SS Started, FIS Started, No IA | NRG Texas Power | Position 1/0 PSSE 40710, Greens Bayou Substation, 138 kV | Harris | HOUSTON | 2024-12-31 | GAS | GT | 455 | FIS Request | 2022-07-21 | 2022-08-16 |  | 2022-07-21 |  |  |  | No
24INR0416 | Trelas | SS Started, FIS Started, No IA | Trelas, LLC | 76006 Bow Wood 345kV Bus | McCulloch | SOUTH | 2024-03-30 | OTH | BA | 203 | FIS Request | 2022-08-15 |  |  | 2022-08-15 |  |  |  | No |  |  | Not Required
24INR0419 | High Plains Storage | SS Started, FIS Started, No IA | ROBP Holdings, LLC | 45880 Hockley 138kV | Harris | HOUSTON | 2025-06-30 | OTH | BA | 150 | FIS Request | 2022-08-18 |  |  | 2022-08-18 |  |  |  | No |  |  | Not Required
24INR0422 | Hollow Branch Creek 2 Solar SLF | SS Started, FIS Started, No IA | Hollow Branch Creek Solar LLC | Tap 345kV 3390 Jewett - 44645 Singleton | Leon | NORTH | 2024-12-31 | SOL | PV | 400 | FIS Request |  |  |  | 2022-08-15 |  |  |  | No |  |  | Not Required
25INR0029 | Whistle Solar | SS Completed, FIS Started, No IA | Gransolar Texas Nineteen, LLC | Tap 138kV 213 Haney – 3478 Navarro | Navarro | NORTH | 2025-02-07 | SOL | PV | 56.3 | FIS Request | 2022-08-10 | 2021-11-23 | 2022-02-18 | 2022-08-05 |  |  |  | No |  |  | Not Required
25INR0078 | Peregrine BESS 2 | SS Started, FIS Started, No IA | CED Development Inc. | 8673 RAPTOR7A 345kV | Goliad | SOUTH | 2025-05-01 | OTH | BA | 150 | FIS Request | 2022-08-15 | 2022-08-05 |  | 2022-08-02 |  |  |  | No |  |  | Not Required
25INR0097 | Soleil Solar | SS Started, FIS Started, No IA | Soleil Solar, LLC | Tap 345 kV 1730 Krum West Switch - 6111 Riley ckt 1 | Clay | WEST | 2025-12-01 | SOL | PV | 728.72 | FIS Request |  |  |  | 2022-08-26 |  |  |  | No |  |  | Not Required
25INR0098 | Soleil Storage | SS Started, FIS Started, No IA | Soleil Solar, LLC | Tap 345 kV 1730 Krum West Switch - 6111 Riley ckt 1 | Clay | WEST | 2025-12-01 | OTH | BA | 301.64 | FIS Request | 2022-08-31 |  |  | 2022-08-30 |  |  |  | No |  |  | Not Required
25INR0100 | Goldeneye BESS | SS Started, FIS Started, No IA | BLACK MOUNTAIN ENERGY STORAGE II | 3423 KILLEEN SS 138 KV | Bell | NORTH | 2025-04-15 | OTH | BA | 201.6 | FIS Request | 2022-08-03 | 2022-06-10 |  | 2022-07-13 |  |  |  | No |  |  | Not Required
25INR0102 | Austin Bayou Solar | SS Started, FIS Started, No IA | Austin Bayou Solar, LLC | Tap 345kV 42500 DOW CHEMICAL - 43035 OASIS CKT#18 | Brazoria | COASTAL | 2025-02-04 | SOL | PV | 753.4 | FIS Request | 2022-08-15 | 2022-06-27 |  | 2022-07-26 |  |  |  | No |  |  | Not Required
25INR0105 | Diver Solar | SS Started, FIS Started, No IA | Diver Solar | Tap 345kV 3384 St Johns - 3390 Jewett | Limestone | NORTH | 2025-12-31 | SOL | PV | 252.8 | FIS Request | 2022-06-23 |  |  | 2022-06-28 |  |  |  | No |  |  | Not Required
25INR0132 | Greens Bayou 9 CCGT | SS Started, FIS Started, No IA | NRG Texas Power LLC | NRG Greens Bayou in between breakers A960 (new) and A980 (existing). Refer to 1-line drawing. | Harris | HOUSTON | 2025-07-01 | GAS | CC | 721 | FIS Request | 2022-07-21 |  |  | 2022-07-21 |  |  |  | No
25INR0149 | Enbridge Ingleside Solar SLF | SS Started, FIS Started, No IA | Enbridge Ingleside Solar, LLC | 8808 Home Port 138kV | San Patricio | COASTAL | 2025-05-30 | SOL | PV | 61.9 | FIS Request | 2022-08-10 | 2022-08-05 |  | 2022-07-29 |  |  |  | No |  |  | Not Required
25INR0150 | Enbridge Ingleside Storage SLF | SS Started, FIS Started, No IA | Enbridge Ingleside Solar, LLC | 8808 Home Port 138kV | San Patricio | COASTAL | 2025-05-30 | OTH | BA | 0 | FIS Request | 2022-08-10 | 2022-08-16 |  | 2022-08-01 |  |  |  | No |  |  | Not Required
25INR0160 | Canvasback BESS | SS Started, FIS Started, No IA | BLACK MOUNTAIN ENERGY STORAGE II | 8155 SANDCRAB4A | Calhoun | COASTAL | 2025-05-31 | OTH | BA | 100.8 | FIS Request | 2022-08-10 | 2022-08-16 |  | 2022-08-09 |  |  |  | No |  |  | Not Required
25INR0162 | SOHO II BESS | SS Started, FIS Started, No IA | BLACK MOUNTAIN ENERGY STORAGE II | 43035 Oasis 345kV | Brazoria | COASTAL | 2025-12-31 | OTH | BA | 206.32 | FIS Request | 2022-08-10 | 2022-08-16 |  | 2022-08-10 |  |  |  | No |  |  | Not Required
25INR0176 | Masa Storage | SS Started, FIS Started, No IA | Savannah Oaks Solar Project, LLC | tap 345 kV 46020 Limestone Plant - 967 Gibbons Creek | Madison | NORTH | 2025-09-01 | OTH | BA | 251.14 | FIS Request | 2022-08-23 |  |  | 2022-08-17 |  |  |  | No |  |  | Not Required
26INR0016 | HECATE GRID ROSALITA STORAGE FACILITY | SS Started, FIS Started, No IA | HECATE GRID ROSALITA STORAGE LLC | 181853 DERMOTT_H 345kV | Scurry | WEST | 2026-03-01 | OTH | BA | 152.83 | FIS Request | 2022-08-31 | 2022-07-05 |  | 2022-08-26 |  |  |  | No |  |  | Not Required
26INR0018 | Galactic Storage SLF | SS Started, FIS Started, No IA | UKA North America, LLC | Tap 138kV 1744 Gordonville - 11704 Sherman West | Grayson | NORTH | 2026-11-15 | OTH | BA | 0 | FIS Request | 2022-08-24 |  |  | 2022-08-10 |  |  |  | No |  |  | Not Required
New Projects added in September 2022 | [10 empty] | Changes from Last Report | GIM Project Milestone Dates
INR | Project Name | GIM Study Phase | Interconnecting Entity | POI Location | County | CDR Reporting Zone | Projected COD | Fuel | Technology | Capacity (MW) |  |  | Screening Study Started | Screening Study Complete | FIS Requested | FIS Approved | Economic Study Required | IA Signed |  | Air Permit | GHG Permit | Water Availability | Meets Planning | Meets All Planning |  | Construction Start | Construction End | Approved for Energization | Approved for Synchronization | Comment
[11 empty] | Change indicators: Proj Name, MW | Approval Date for | [6 empty] | Financial Security |  |  |  | Guide Section 6.9(1) | Guide Section 6.9 | Meets Planning Guide
[11 empty] | Size, COD, SFS/NtP, FIS Request, | Submission of Proof of | [6 empty] | and Notice to |  |  |  | Requirements for | Requirements for | QSA (Section 5.9)
[11 empty] | Status Change INA-to-PLN | Site Control | [6 empty] | Proceed Provided |  |  |  | Inclusion in Planning | Inclusion in Planning | Prerequisites
[23 empty] | Models | Models
14INR0033 | Goodnight Wind | SS Completed, FIS Started, IA | Goodnight Wind | tap 345kV 79500 Alibates - 79503 Tule Canyon CKT2 | Armstrong | PANHANDLE | 2023-12-30 | WIN | WT | 531 | Status Change INA-to-PLN | 1899-12-31 | 2012-07-24 | 2012-09-19 | 2013-03-04 |  | No | 2018-03-07 | No | Not Required | Not Required | Not Required
20INR0217 | CAROL wind | SS Completed, FIS Started, IA | NextERA Energy | 23906 AJ Swope 345kV | Potter | PANHANDLE | 2023-12-31 | WIN | WT | 165.7 | Status Change INA-to-PLN | 2019-06-10 | 2018-12-06 | 2019-01-18 | 2019-06-05 |  | No | 2020-09-11 | No | Not Required | Not Required | Not Required
21INR0363 | Carol Battery | SS Completed, FIS Started, No IA | Carol Solar LLC | 79504 AJ Swope 345kV | Potter | PANHANDLE | 2021-06-30 | OTH | BA | 168 | Status Change INA-to-PLN | 2019-06-21 | 2019-06-18 | 2019-09-06 | 2019-06-21 |  |  |  | No |  |  | Not Required
22INR0607 | Beachwood Power Station Phase 2 (Mark One) | SS Completed, FIS Completed, IA | WattBridge Energy, LLC | 42110 Angleton 138kV | Brazoria | COASTAL | 2022-11-21 | GAS | GT | 153 | FIS Request | 2020-07-20 |  | 2020-09-28 | 2022-09-30 | 2021-10-07 | No | 2021-07-21 | No | 2020-12-16 | Not Required | 2021-06-11 | 2021-07-28 | 2021-10-20 | 2021-10-20
23INR0084 | Lavaca Bay Solar | SS Completed, FIS Completed, IA | TC Energy Solar LLC | tap 345 kV REFUGE 42400 - JONES CREEK 47532 ckt 27 | Matagorda | COASTAL | 2023-08-15 | SOL | PV | 243.46 | Status Change INA-to-PLN | 2021-03-05 | 2020-09-11 | 2020-11-19 | 2021-03-05 | 2022-03-21 | Yes | 2022-06-15 | No |  |  | Not Required
23INR0218 | Stump Tail BESS | SS Completed, FIS Completed, No IA | Moccasin Pointe Grid, LLC | Tap 345kV 42000 PH Robinson – 40240 Center | Harris | HOUSTON | 2024-05-31 | OTH | BA | 301.69 | Status Change INA-to-PLN | 2021-04-02 | 2021-04-05 | 2021-07-02 | 2021-03-17 | 2021-11-09 | Yes |  | No | Not Required | Not Required | Not Required
23INR0377 | PV New Glory | SS Completed, FIS Started, No IA | PREMIER ENGINEERING USA CORP. | 6120 Rule 69kV | Stonewall | WEST | 2024-09-30 | SOL | PV | 72.45 | FIS Request |  | 2021-10-12 | 2022-01-04 | 2022-09-13 |  |  |  | No |  |  | Not Required
23INR0383 | Black Creek Solar | SS Completed, FIS Started, No IA | Akuo US Development LLC | Tap 138kV 8221 BIG FOOT - 5827 MOORE SWITCHING STATION | Frio | SOUTH | 2025-10-31 | SOL | PV | 150 | FIS Request |  | 2022-01-06 | 2022-04-01 | 2022-08-30 |  |  |  | No |  |  | Not Required
23INR0472 | Frontera Energy Center | SS Completed, FIS Started, No IA | Frontera Generation Limited Partnership | 8980 FRONTERA4A 138kV | Hidalgo | SOUTH | 2023-06-30 | GAS | CC | 524 | Status Change INA-to-PLN | 2022-04-01 | 2022-04-01 | 2022-06-28 | 2022-04-01 |  | No |  | No | 2022-07-25 |  | 2022-07-25
23INR0502 | Adelite Storage | SS Completed, FIS Started, No IA | HQC Solar Holdings 1, LLC | 127 Thorndale 138kV | Milam | SOUTH | 2024-06-01 | OTH | BA | 231.88 | FIS Request | 2022-09-13 | 2022-06-27 | 2022-09-22 | 2022-09-09 |  |  |  | No |  |  | Not Required
24INR0074 | Cabeza de Vaca | SS Completed, FIS Started, No IA | PREMIER ENGINEERING USA CORP | 1788 Brookston 69kV | Lamar | NORTH | 2024-09-30 | SOL | PV | 37.8 | FIS Request |  | 2021-12-03 | 2022-02-28 | 2022-09-13 05:02 |  |  |  | No |  |  | Not Required
24INR0179 | Bowhead Storage | SS Completed, FIS Started, No IA | Baffin Bay Solar, LLC | Tap 138kV 8519 Kleberg – 8518 Kingsville | Kleberg | COASTAL | 2026-01-15 | OTH | BA | 40 | FIS Request | 2022-09-13 | 2021-12-03 | 2022-02-28 | 2022-08-26 |  |  |  | No |  |  | Not Required
24INR0241 | Utica BESS | SS Started, FIS Started, No IA | Utica BESS | Tap 345kV 7050 Clear Springs - 7047 Hornsby Bend | Guadalupe | SOUTH | 2024-08-30 | OTH | BA | 203.9 | FIS Request | 2022-04-04 | 2022-09-27 |  | 2022-05-17 |  |  |  | No |  |  | Not Required
24INR0283 | Sunshine Solar | SS Started, FIS Started, No IA | Sunshine Energy LLC | Tap on the 138kV Lolita (#8125) - Victoria (#8172) Line | Victoria | SOUTH | 2024-06-01 | SOL | PV | 172.83 | FIS Request | 2022-08-29 | 2022-09-02 |  | 2022-08-24 |  |  |  | No |  |  | Not Required
24INR0386 | Black & Gold Energy Storage | SS Started, FIS Started, No IA | RES America Developments Inc. | 6364 Yellow Jacket Sub 138kV | Menard | WEST | 2024-12-01 | OTH | BA | 254.58 | FIS Request | 2022-09-13 | 2022-07-18 |  | 2022-08-30 |  |  |  | No |  |  | Not Required
24INR0411 | Greens Bayou Unit 9 CT 345 | SS Started, FIS Started, No IA | NRG Texas Power LLC | Position 1/0 PSSE 40700, Greens Bayou Substation | Harris | HOUSTON | 2025-06-01 | GAS | GT | 455 | FIS Request | 2022-09-07 | 2022-09-21 |  | 2022-09-16 |  |  |  | No
24INR0413 | Furay Battery Energy Storage System | SS Started, FIS Started, No IA | Blue Topaz 1, LLC | 46332 Scenic Woods 138kV | Harris | HOUSTON | 2024-06-01 | OTH | BA | 304 | FIS Request | 2022-08-31 | 2022-09-02 |  | 2022-09-01 |  |  |  | No |  |  | Not Required
24INR0423 | Hollow Branch Creek 2 Storage SLF | SS Started, FIS Started, No IA | Hollow Branch Creek Solar LLC | Jewett – Singleton 345 kV [PTI Bus # 3390 – 44645] | Leon | NORTH | 2024-12-31 | OTH | BA | 0 | FIS Request | 2022-09-20 | 2022-09-02 |  | 2022-09-16 |  |  |  | No |  |  | Not Required
24INR0425 | Two Brothers Battery Energy Storage System | SS Started, FIS Started, No IA | Blue Topaz 2, LLC | BLKBYU4A (8911) | Victoria | SOUTH | 2024-12-01 | OTH | BA | 152 | FIS Request | 2022-09-13 | 2022-09-15 |  | 2022-09-14 |  |  |  | No |  |  | Not Required
24INR0426 | Leighton BESS SLF | SS Started, FIS Started, No IA | Lavender Solar LLC | 99 BENHUR 69kV | Limestone | NORTH | 2024-12-15 | OTH | BA | 0 | FIS Request | 2022-09-13 | 2022-09-21 |  | 2022-09-16 |  |  |  | No |  |  | Not Required
24INR0427 | CPS AvR CT1 Rotor Replacement | SS Started, FIS Started, No IA | CPS Energy | AvR Substation: 5476 Braunig 345kV | Bexar | SOUTH | 2024-01-30 | GAS | CC | 11.3 | FIS Request | 2022-08-30 |  |  | 2022-09-20 |  |  |  | No
24INR0428 | Pioneer Hutt Solar | SS Started, FIS Started, No IA | Pioneer Hutt Solar | 138kV Driver Station (#23863) | Midland | WEST | 2024-12-31 | SOL | PV | 50.85 | FIS Request | 2022-09-28 |  |  | 2022-09-15 |  |  |  | No |  |  | Not Required
24INR0435 | Moonshine BESS | SS Started, FIS Started, No IA | Black Mountain Energy Storage II | 138kV HUMBLE_B138 40830 | Harris | HOUSTON | 2024-08-15 | OTH | BA | 201.2 | FIS Request | 2022-09-15 | 2022-09-21 |  | 2022-09-15 |  |  |  | No |  |  | Not Required
25INR0082 | Reis Solar | SS Completed, FIS Started, No IA | Greenalia Solar Power Reis LLC | Tapping into 138 kV line (5689) Choke Canyon AEP to (5902) San Miguel Gen | Atascosa | SOUTH | 2025-01-15 | SOL | PV | 105.48 | FIS Request | 2022-09-19 | 2022-06-02 | 2022-08-29 | 2022-09-09 |  |  |  | No |  |  | Not Required
25INR0128 | Fiji Solar | SS Started, FIS Started, No IA | Fiji Solar | Groesbeck Main (#3634) to Mexia (#3632) 138 kV line tap (Oncor Electric Delivery) | Limestone | NORTH | 2025-08-30 | SOL | PV | 202.7 | FIS Request | 2022-08-28 | 2022-09-27 |  | 2022-09-19 |  |  |  | No |  |  | Not Required
25INR0151 | Academy Wind | SS Started, FIS Started, No IA | Alma Wind | Tap 345kV 59904 Cottonwood - 60500 Edith Clarke Ckt #1 | Dickens | PANHANDLE | 2025-08-30 | WIN | WT | 304.56 | FIS Request | 2022-08-15 | 2022-09-15 |  | 2022-09-06 |  |  |  | No |  |  | Not Required
25INR0179 | Triangle Ranch Charlie | SS Started, FIS Started, No IA | Triangle Ranch Wind | Edith Clark 345 kV (#60500) | Cottle | WEST | 2025-08-30 | WIN | WT | 200.22 | FIS Request | 2022-09-09 | 2022-09-15 |  | 2022-09-09 |  |  |  | No |  |  | Not Required
25INR0180 | Triangle Ranch Delta | SS Started, FIS Started, No IA | Triangle Ranch Wind | Edith Clark 345 kV (#60500) | Cottle | WEST | 2025-08-30 | WIN | WT | 101.52 | FIS Request | 2022-09-09 | 2022-09-15 |  | 2022-09-09 |  |  |  | No |  |  | Not Required
25INR0181 | Triangle Ranch Echo | SS Started, FIS Started, No IA | Triangle Ranch Wind | Edith Clark 345 kV (#60500) | Cottle | WEST | 2025-08-30 | WIN | WT | 100.52 | FIS Request | 2022-09-09 | 2022-09-15 |  | 2022-09-09 |  |  |  | No |  |  | Not Required
25INR0182 | Triangle Ranch Fox | SS Started, FIS Started, No IA | Triangle Ranch Wind | Edith Clark 345 kV (#60500) | Cottle | WEST | 2025-08-30 | WIN | WT | 100.52 | FIS Request | 2022-09-09 | 2022-09-15 |  | 2022-09-09 |  |  |  | No |  |  | Not Required
25INR0192 | Palmvalley Storage | SS Started, FIS Started, No IA | Palmvalley Energy Storage LLC | J L Bates (#8392) | Hidalgo | SOUTH | 2025-06-01 | OTH | BA | 100 | FIS Request | 2022-08-26 | 2022-09-27 |  | 2022-09-16 |  |  |  | No |  |  | Not Required
25INR0193 | Nockenut Springs Solar 4 | SS Started, FIS Started, No IA | Pecan Springs Energy, LLC | The 345 kV Elm Creek - South Texas Project Line (Bus #5133 - #5915) | Gonzales | SOUTH | 2025-12-31 | SOL | PV | 201.15 | FIS Request | 2022-09-13 | 2022-09-15 |  | 2022-08-31 |  |  |  | No |  |  | Not Required
25INR0202 | East West BESS | SS Started, FIS Started, No IA | BLACK MOUNTAIN ENERGY STORAGE II | 7750 LCRA MOUNTAIN HOME SUB | Kerr | SOUTH | 2025-02-01 | OTH | BA | 100.8 | FIS Request | 2022-09-28 |  |  | 2022-09-27 |  |  |  | No |  |  | Not Required
26INR0022 | Bowhead Storage 2 | SS Started, FIS Started, No IA | Baffin Bay Solar, LLC | Tap 138kV 8519 Kleberg-8518 Kingsville | Kleberg | COASTAL | 2026-01-15 | OTH | BA | 0 | FIS Request | 2022-08-30 | 2022-09-21 |  | 2022-09-19 |  |  |  | No |  |  | Not Required
26INR0023 | Leon Solar Park | SS Started, FIS Started, No IA | MISAE SOLAR IV | Tap 138kV GRPLMGTA_8 3355 - PLSNTSPG_8 3357 | Leon | NORTH | 2026-07-01 | SOL | PV | 209 | FIS Request | 2022-08-11 | 2022-09-15 |  | 2022-08-27 |  |  |  | No |  |  | Not Required
26INR0024 | Becerra Creek Storage 1 | SS Started, FIS Started, No IA | Bordas Renewable Energy, LLC | 345 kV Cenizo Substation (#80220) | Webb | SOUTH | 2026-12-01 | OTH | EN | 125.62 | FIS Request | 2022-09-19 | 2022-09-21 |  | 2022-09-07 |  |  |  | No
27INR0003 | Becerra Creek Storage 2 | SS Started, FIS Started, No IA | Bordas Renewable Energy, LLC | 345 kV Cenizo Substation (#80220) | Webb | SOUTH | 2027-12-01 | OTH | EN | 125.62 | FIS Request | 2022-09-19 | 2022-09-21 |  | 2022-09-07 |  |  |  | No
New Projects added in October 2022 | [10 empty] | Changes from Last Report | GIM Project Milestone Dates
INR | Project Name | GIM Study Phase | Interconnecting Entity | POI Location | County | CDR Reporting Zone | Projected COD | Fuel | Technology | Capacity (MW) |  |  | Screening Study Started | Screening Study Complete | FIS Requested | FIS Approved | Economic Study Required | IA Signed |  | Air Permit | GHG Permit | Water Availability | Meets Planning | Meets All Planning |  | Construction Start | Construction End | Approved for Energization | Approved for Synchronization | Comment
[11 empty] | Change indicators: Proj Name, MW | Approval Date for | [6 empty] | Financial Security |  |  |  | Guide Section 6.9(1) | Guide Section 6.9 | Meets Planning Guide
[11 empty] | Size, COD, SFS/NtP, FIS Request, | Submission of Proof of | [6 empty] | and Notice to |  |  |  | Requirements for | Requirements for | QSA (Section 5.9)
[11 empty] | Status Change INA-to-PLN | Site Control | [6 empty] | Proceed Provided |  |  |  | Inclusion in Planning | Inclusion in Planning | Prerequisites
[23 empty] | Models | Models
22INR0514 | Wang Storage DCC | SS Started, FIS Started, No IA | BT Yixin Solar, LLC | tap 345kV 3409 LakeCr1 - 3414 TempSS | Falls | NORTH | 2023-06-30 | OTH | BA | 0 | FIS Request | 2021-06-09 |  |  | 2022-09-23 |  |  |  | No |  |  | Not Required
23INR0469 | Big Elm Storage | SS Completed, FIS Started, No IA | Big Elm Storage, LLC | Tap 345 kV 3414 Temple Switch - 3409 Lake Creek | Bell | NORTH | 2024-05-31 | OTH | BA | 103.54 | FIS Request | 2022-10-25 | 2022-04-18 | 2022-07-08 | 2022-10-11 |  |  |  | No |  |  | Not Required
24INR0178 | Cumulus Grid BESS | SS Completed, FIS Started, No IA | Cumulus Grid, LLC | 1906 Venus Switch Substation 345kV | Ellis | NORTH | 2025-05-31 | OTH | BA | 205.82 | FIS Request |  | 2022-03-14 | 2022-04-18 | 2022-10-18 19:12 |  |  |  | No |  |  | Not Required
24INR0180 | Frio Farm | SS Completed, FIS Started, No IA | PREMIER ENGINEERING USA CORP. | BIG FOOT SUBSTATION PSSE BUS BIG_FOOT4A NR8221 | Frio | SOUTH | 2024-09-30 | SOL | PV | 106.5 | FIS Request | 2022-10-03 | 2021-12-20 | 2022-03-10 | 2022-09-13 |  |  |  | No |  |  | Not Required
24INR0183 | Altamira Solar | SS Completed, FIS Started, No IA | J&R Power DevCo, LLC | 8985 San Ygnacio 138 kV Substation | Zapata | SOUTH | 2025-09-29 | SOL | PV | 150.66 | FIS Request | 2022-10-25 | 2022-01-20 | 2022-04-18 | 2022-10-07 |  |  |  | No |  |  | Not Required
24INR0198 | Two Forks BESS | SS Completed, FIS Started, No IA | Clearway Renew LLC | 684 SPRING 138kV | Cooke | NORTH | 2024-12-01 | OTH | BA | 300 | FIS Request | 2022-10-23 | 2022-01-28 | 2022-04-26 | 2022-10-13 |  |  |  | No |  |  | Not Required
24INR0200 | White Tail Solar | SS Completed, FIS Started, No IA | Tierra Blanco 2 Solar LLC | Tap Windmill (23910) – WALLABY (23909) 345 kV | Deaf Smith | PANHANDLE | 2025-02-12 | SOL | PV | 252.4 | FIS Request |  | 2022-02-07 | 2022-05-07 | 2022-10-21 11:56 |  |  |  | No |  |  | Not Required
24INR0201 | Short Creek Solar | SS Completed, FIS Started, No IA | Wichita Solar I, LLC | Tap 345kV 6101 Riley - 1425 Fisher Road Switch | Wichita | WEST | 2027-12-01 | SOL | PV | 625 | FIS Request | 2022-10-17 | 2022-01-20 | 2022-04-18 | 2022-10-12 |  |  |  | No |  |  | Not Required
24INR0209 | Raven Solar | SS Completed, FIS Started, No IA | Raven Solar, LLC | Tap 138kV 44740 Wallis - 44190 East Bernard | Wharton | SOUTH | 2024-11-30 | SOL | PV | 120 | FIS Request | 2022-10-24 | 2022-01-28 | 2022-04-26 | 2022-10-18 |  |  |  | No |  |  | Not Required
24INR0210 | Raven Storage | SS Completed, FIS Started, No IA | Raven Storage, LLC | Tap 138kV 44740 Wallis - 44190 East Bernard | Wharton | SOUTH | 2024-11-30 | OTH | BA | 101.83 | FIS Request |  | 2022-01-28 | 2022-04-26 | 2022-10-18 11:30 |  |  |  | No |  |  | Not Required
24INR0240 | Whitethorn Solar | SS Completed, FIS Started, No IA | Greasewood III LLC | Tap 345kV 76002 Bakerfield - 60404 Solstice CKT#1 | Pecos | WEST | 2025-05-31 | SOL | PV | 274.83 | FIS Request | 2022-10-07 | 2022-05-11 | 2022-06-29 | 2022-09-23 |  |  |  | No |  |  | Not Required
24INR0281 | Red Egret BESS | SS Completed, FIS Started, No IA | Clearway Renew LLC | 38820 FREEWAY PARK 138KV | Galveston | HOUSTON | 2024-12-01 | OTH | BA | 300 | FIS Request | 2022-10-23 | 2022-03-14 | 2022-06-09 | 2022-10-13 |  |  |  | No |  |  | Not Required
24INR0352 | Guinness BESS | SS Completed, FIS Started, No IA | Momentum Energy Storage Partners,LLC | Tap 138kV 7520 BERTRA - 7522 ANDICE | Williamson | SOUTH | 2024-06-01 | OTH | BA | 100 | FIS Request |  | 2022-07-25 | 2022-10-20 | 2022-09-27 |  |  |  | No |  |  | Not Required
24INR0418 | Middlebrook Solar | SS Started, FIS Started, No IA | Middlebrook Solar LLC | Tap Stryker [3109] - Lufkin [3117] 345 kV line | Nacogdoches | NORTH | 2025-05-31 | SOL | PV | 609.1 | FIS Request | 2022-09-21 | 2022-10-18 |  | 2022-10-06 |  |  |  | No |  |  | Not Required
24INR0421 | Swift Air Solar | SS Started, FIS Started, No IA | Swift Air Solar, LLC | Tap 138kV 1019 Moss Switch – 11128 Shin Oak POD | Ector | WEST | 2024-06-30 | SOL | PV | 148.46 | FIS Request | 2022-10-25 |  |  | 2022-09-01 |  |  |  | No |  |  | Not Required
24INR0433 | Tehuacana Creek Solar-Alt POI | SS Started, FIS Started, No IA | Tehuacana Creek Solar LLC | Tap 345kV 46020 Limestone – 68091 Navarro | Freestone | NORTH | 2025-05-31 | SOL | PV | 715 | FIS Request | 2022-10-03 | 2022-10-06 |  | 2022-09-30 |  |  |  | No |  |  | Not Required
24INR0434 | Tehuacana Creek BESS-Alt POI | SS Started, FIS Started, No IA | Tehuacana Creek Solar LLC | Tap 345kV 46020 Limestone – 68091 Navarro | Freestone | NORTH | 2025-05-31 | OTH | BA | 356 | FIS Request | 2022-09-27 | 2022-10-06 |  | 2022-09-30 |  |  |  | No |  |  | Not Required
24INR0436 | SMT McAllen II | SS Started, FIS Started, No IA | SMT McAllen II LLC | North Mcallen 138 kV Substation (N_MCALLN, Bus#8368) | Hidalgo | SOUTH | 2024-07-01 | OTH | BA | 97.43 | FIS Request | 2022-10-04 | 2022-10-18 |  | 2022-10-05 |  |  |  | No |  |  | Not Required
24INR0443 | Hollow Branch Creek Storage SLF | SS Started, FIS Started, No IA | Hollow Branch Creek Solar LLC | Tap 345kV 3390 Jewett – 44645 Singleton | Madison | NORTH | 2024-12-31 | OTH | BA | 0 | FIS Request | 2022-10-07 | 2022-10-18 |  | 2022-10-10 |  |  |  | No |  |  | Not Required
25INR0133 | Rose Quartz BESS | SS Started, FIS Started, No IA | Rose Quartz BESS, LLC | Tap 138kV 8283 Asherton - 8613 Bigwells | Dimmit | SOUTH | 2025-11-01 | OTH | BA | 101.41 | FIS Request | 2022-10-27 | 2022-09-02 |  | 2022-10-14 08:35 |  |  |  | No |  |  | Not Required
25INR0156 | Bay Prairie Solar | SS Started, FIS Started, No IA | San Bernard Solar II, LLC | CenterPoint South Lane City 43190 138kV | Wharton | SOUTH | 2025-02-04 | SOL | PV | 200 | FIS Request | 2022-10-03 | 2022-10-06 |  | 2022-09-28 |  |  |  | No |  |  | Not Required
25INR0157 | Bay Prairie Storage | SS Started, FIS Started, No IA | San Bernard Storage, LLC | CenterPoint South Lane City 43190 138kV | Wharton | SOUTH | 2025-02-04 | OTH | BA | 200 | FIS Request | 2022-10-03 | 2022-10-06 |  | 2022-09-28 |  |  |  | No |  |  | Not Required
25INR0165 | Timberlakes Solar | SS Started, FIS Started, No IA | Donegalsol | 59904 Cottonwood 345kV | Dickens | PANHANDLE | 2025-05-01 | SOL | PV | 203 | FIS Request | 2022-08-26 |  |  | 2022-09-02 |  |  |  | No |  |  | Not Required
25INR0177 | Triangle Ranch Alpha | SS Started, FIS Started, No IA | Triangle Ranch Wind | Edith Clark 345 kV (#60500) | Cottle | WEST | 2025-08-30 | WIN | WT | 301.74 | FIS Request | 2022-10-04 | 2022-10-06 |  | 2022-09-15 |  |  |  | No |  |  | Not Required
25INR0178 | Triangle Ranch Bravo | SS Started, FIS Started, No IA | Triangle Ranch Wind | Edith Clark 345 kV (#60500) | Cottle | WEST | 2025-08-30 | WIN | WT | 200.22 | FIS Request | 2022-10-04 | 2022-10-06 |  | 2022-09-15 |  |  |  | No |  |  | Not Required
25INR0194 | Photo Solar 1 | SS Started, FIS Started, No IA | CED Development Inc. | 5885 Downie 138kV | Uvalde | SOUTH | 2026-05-31 | SOL | PV | 150 | FIS Request | 2022-10-04 | 2022-09-15 |  | 2022-09-15 |  |  |  | No |  |  | Not Required
25INR0195 | Photo Solar 2 | SS Started, FIS Started, No IA | CED Development Inc. | 5885 Downie 138kV | Uvalde | SOUTH | 2027-05-31 | SOL | PV | 300 | FIS Request | 2022-10-04 | 2022-09-15 |  | 2022-09-15 |  |  |  | No |  |  | Not Required
25INR0215 | Middlebrook BESS | SS Started, FIS Started, No IA | Middlebrook Solar LLC | Tap Stryker [3109] - Lufkin [3117] 345 kV line | Nacogdoches | NORTH | 2025-05-31 | OTH | BA | 302.94 | FIS Request | 2022-09-21 | 2022-10-24 |  | 2022-10-11 |  |  |  | No |  |  | Not Required
25INR0216 | Blue Sky Storage SLF | SS Started, FIS Started, No IA | UKA North America, LLC | 138 kV Friend Ranch (Bus# 6562) | Crockett | WEST | 2025-11-15 | OTH | BA | 0 | FIS Request | 2022-10-17 | 2022-10-24 |  | 2022-10-14 |  |  |  | No |  |  | Not Required
25INR0222 | SMT Olympic BESS | SS Started, FIS Started, No IA | SMT Olympic BESS LLC | AIRLINE 138 kV Substation (Bus# 8490) | Nueces | COASTAL | 2025-04-01 | OTH | BA | 222.81 | FIS Request | 2022-09-27 | 2022-10-18 |  | 2022-09-29 |  |  |  | No |  |  | Not Required
25INR0230 | Great Rock BESS | SS Started, FIS Started, No IA | Black Mountain Energy Storage II | Tap 345kV 46020 Limestone - 967 Gibbon Creek Ckt 18 | Leon | NORTH | 2025-05-31 | OTH | BA | 307.14 | FIS Request | 2022-10-19 |  |  | 2022-10-19 |  |  |  | No |  |  | Not Required
25INR0231 | Apache Hill BESS | SS Started, FIS Started, No IA | Black Mountain Energy Storage II | 363 Hood 138kV | Hood | NORTH | 2024-08-01 | OTH | BA | 201.2 | FIS Request | 2022-10-25 |  |  | 2022-10-25 |  |  |  | No |  |  | Not Required
25INR0243 | CLUTCH CITY STORAGE I SLF | SS Started, FIS Started, No IA | HZ SOLAR I, LLC | TAP 138 KV CKT #04 MUSTANG BAYOU TO HUDSON 42960-42100 | Galveston | HOUSTON | 2025-01-16 | OTH | BA | 200 | FIS Request | 2022-10-27 |  |  | 2022-10-27 |  |  |  | No |  |  | Not Required
New Projects added in November 2022 | [10 empty] | Changes from Last Report | GIM Project Milestone Dates
INR | Project Name | GIM Study Phase | Interconnecting Entity | POI Location | County | CDR Reporting Zone | Projected COD | Fuel | Technology | Capacity (MW) |  |  | Screening Study Started | Screening Study Complete | FIS Requested | FIS Approved | Economic Study Required | IA Signed |  | Air Permit | GHG Permit | Water Availability | Meets Planning | Meets All Planning |  | Construction Start | Construction End | Approved for Energization | Approved for Synchronization | Comment
[11 empty] | Change indicators: Proj Name, MW | Approval Date for | [6 empty] | Financial Security |  |  |  | Guide Section 6.9(1) | Guide Section 6.9 | Meets Planning Guide
[11 empty] | Size, COD, SFS/NtP, FIS Request, | Submission of Proof of | [6 empty] | and Notice to |  |  |  | Requirements for | Requirements for | QSA (Section 5.9)
[11 empty] | Status Change INA-to-PLN | Site Control | [6 empty] | Proceed Provided |  |  |  | Inclusion in Planning | Inclusion in Planning | Prerequisites
[23 empty] | Models | Models
21INR0334 | NIGHTFALL SOLAR | SS Completed, FIS Completed, No IA | BDPU SOLAR NIGHTFALL, LLC | Tap 138kV 8241 Razorback - 8234 Uvalde | Uvalde | SOUTH | 2025-12-31 | SOL | PV | 152.1 | Status Change INA-to-PLN | 2020-09-24 | 2019-05-10 | 2019-07-31 | 2020-01-24 | 2021-08-10 |  |  | No |  |  | Not Required
22INR0482 | Rowland Solar II | SS Completed, FIS Completed, IA | Cutlass Solar II LLC | tap 345kV 44005 WAP - 44090 Cedar Creek | Fort Bend | HOUSTON | 2024-05-31 | SOL | PV | 202.81 | Status Change INA-to-PLN | 2020-12-29 | 2020-12-23 | 2017-11-20 | 2020-12-28 | 2022-07-07 | No | 2020-09-23 | Yes | Not Required | Not Required | Not Required | 2021-10-27
22INR0495 | TIMBERWOLF BESS 2 | SS Completed, FIS Started, IA | Crane 2 BESS, LLC | 76635 King Mt 138kV | Upton | WEST | 2023-09-01 | OTH | BA | 150 | Status Change INA-to-PLN | 2021-01-28 | 2021-04-01 | 2021-06-10 | 2021-03-15 |  |  | 2021-10-08 | No | Not Required | Not Required | Not Required
22INR0552 | Sowers Storage | SS Completed, FIS Completed, IA | Sowers Energy Storage LLC | 6894 Rose Hill_RC Sub 138 kV | Kaufman | NORTH | 2023-10-31 | OTH | BA | 203 | Status Change INA-to-PLN | 2021-08-17 | 2021-08-18 | 2021-11-05 | 2021-08-18 | 2021-12-17 | No | 2022-04-22 | Yes | Not Required | Not Required | Not Required
23INR0467 | Lavender Storage Project | SS Completed, FIS Started, No IA | HQC Solar Holdings 1, LLC | 5205 Highland 138 kV Substation | Bexar | SOUTH | 2025-07-15 | OTH | BA | 231.9 | FIS Request | 2022-11-03 | 2022-02-28 | 2022-05-27 | 2022-10-21 |  |  |  | No |  |  | Not Required
23INR0473 | Sepanta Solar | SS Started, FIS Started, No IA | BREG - Belgian Renewable Energy Group | 1339 ESKOTA_9 138kV (PSS/E BUS #1339, Station Name: ESKOTA_8, kV: 138 kV) Property is adjacent (West) to the Oncor Sweetwater Eskota Switch #1339. POI would simply be on the other side of the fence of the switch. | Nolan | WEST | 2024-02-01 | SOL | PV | 217.26 | FIS Request | 2022-11-17 | 2022-10-18 |  | 2022-11-15 |  |  |  | No |  |  | Not Required
23INR0479 | Taormina Storage | SS Completed, FIS Started, No IA | HQC Solar Holdings 1, LLC | 5465 Valley Rd 138 kV Substation | Bexar | SOUTH | 2025-08-31 | OTH | BA | 231.86 | FIS Request | 2022-11-08 | 2022-04-18 | 2022-07-15 | 2022-10-26 17:38 |  |  |  | No |  |  | Not Required
23INR0538 | Roadrunner Crossing BESS | SS Started, FIS Started, No IA | Roadrunner Crossing BESS | #68051 Reata | Callahan | WEST | 2023-12-31 | OTH | BA | 256.5 | FIS Request | 2022-10-23 | 2022-11-15 |  | 2022-10-28 |  |  |  | No |  |  | Not Required
23INR0551 | Brotman II Power Station | SS Completed, FIS Completed, No IA | Brotman II, LLC | tap 138kV Rosharon 44600 – 44440 Manvel. CNP station -138kV Archer Station (#42570) | Brazoria | COASTAL | 2023-06-01 | GAS | GT | 102 | FIS Request | 2020-10-09 |  |  | 2022-11-09 | 2022-06-13 |  |  | No | 2031-11-19 | Not Required | 2022-11-10 | 2022-07-25 | 2022-07-25 | 2022-07-28
24INR0172 | Smith Lake Solar | SS Completed, FIS Started, No IA | Smith Lake Solar | TAP 345 KV 44645 SINGLETON - 44900 ZENITH Ckt #99 | Grimes | NORTH | 2025-09-28 | SOL | PV | 400 | FIS Request | 2022-11-30 | 2022-02-07 | 2022-05-06 | 2022-11-02 |  |  |  | No |  |  | Not Required
24INR0358 | Blanket Ranch South Solar SLF | SS Completed, FIS Started, No IA | Blanket Ranch South Solar, LLC | Tap 345kV 11441 CORN TRAIL SWITCH - 1444 BROWN SWITCH | Brown | NORTH | 2024-09-30 | SOL | PV | 136.68 | FIS Request | 2022-11-30 | 2022-06-10 | 2022-09-06 | 2022-11-17 |  |  |  | No |  |  | Not Required
24INR0361 | Blanket Ranch South Storage SLF | SS Completed, FIS Started, No IA | Blanket Ranch South Solar, LLC | Tap 345kV 11441 CORN TRAIL SWITCH - 1444 BROWN SWITCH | Brown | NORTH | 2024-09-30 | OTH | BA | 0 | FIS Request | 2022-11-30 | 2022-06-10 | 2022-09-06 | 2022-11-17 |  |  |  | No |  |  | Not Required
24INR0439 | Southern Plains Energy Storage | SS Started, FIS Started, No IA | SANTA ANA ENERGY STORAGE I LLC | 8354 Weslaco Switch 138kV | Hidalgo | SOUTH | 2024-10-01 | OTH | BA | 204.93 | FIS Request | 2022-10-03 | 2022-11-07 |  | 2022-10-20 |  |  |  | No |  |  | Not Required
24INR0442 | Midnight Sun Energy Storage | SS Started, FIS Started, No IA | RES America Developments Inc. | 6601 Rio Pecos 138kV | Crockett | WEST | 2025-12-23 | OTH | BA | 510 | FIS Request |  |  |  | 2022-11-18 |  |  |  | No |  |  | Not Required
24INR0450 | Smokey Willie BESS SLF | SS Started, FIS Started, No IA | Neches Solar, LLC | 138 kV Palestine Alcoa Substation (Bus# 3114) | Anderson | NORTH | 2025-08-05 | OTH | BA | 100.2 | FIS Request | 2022-11-11 | 2022-11-15 |  | 2022-10-28 |  |  |  | No |  |  | Not Required
24INR0457 | JUNO BESS | SS Started, FIS Started, No IA | JUNO BESS | 59906 Long Draw 138 kV | Borden | WEST | 2024-01-30 | OTH | BA | 355.21 | FIS Request | 2022-11-08 | 2022-11-15 |  | 2022-11-10 |  |  |  | No |  |  | Not Required
24INR0458 | ORION BRANGUS STORAGE | SS Started, FIS Started, No IA | ORION BESS | Tap 345kV 3687 BELL COUNTY EAST SWITCH - 39950 TNP ONE PLANT | Milam | SOUTH | 2024-08-30 | OTH | BA | 355.21 | FIS Request | 2022-11-04 | 2022-11-23 |  | 2022-11-17 |  |  |  | No |  |  | Not Required
24INR0462 | Ventana Ranch Solar | SS Started, FIS Started, No IA | Monarch Energy Development LLC | Tap 345 kV Lone Hill (Bus# 8455) -- North Edinburg (Bus# 8905) | Jim Wells | SOUTH | 2024-12-01 | SOL | PV | 500 | FIS Request | 2022-11-10 | 2022-11-15 |  | 2022-11-10 |  |  |  | No |  |  | Not Required
24INR0470 | McGee Solar | SS Started, FIS Started, No IA | BT McGee Solar, LLC | Bus #6843 at Rayburn Barton Chapel Substation | Henderson | NORTH | 2024-12-31 | SOL | PV | 152.5 | FIS Request | 2022-11-09 | 2022-11-15 |  | 2022-11-03 |  |  |  | No |  |  | Not Required
24INR0471 | McGee Storage | SS Started, FIS Started, No IA | BT McGee Solar, LLC | Bus #6843 at Rayburn Barton Chapel Substation | Henderson | NORTH | 2024-12-31 | OTH | BA | 76.5 | FIS Request | 2022-11-10 | 2022-11-15 |  | 2022-11-09 |  |  |  | No |  |  | Not Required
24INR0472 | Amador Storage | SS Started, FIS Started, No IA | BT Amador Storage, LLC | 6833 Explorer Switching Station 138kV | Van Zandt | NORTH | 2024-12-31 | OTH | BA | 102 | FIS Request | 2022-11-15 | 2022-11-23 |  | 2022-11-18 |  |  |  | No |  |  | Not Required
24INR0474 | Hooper Storage | SS Started, FIS Started, No IA | BT Brown Solar, LLC | Tap 138kV line between Lexington (Bus #7571) and Lylewood (Bus #7567) | Lee | SOUTH | 2024-12-31 | OTH | BA | 31 | FIS Request | 2022-11-23 |  |  | 2022-11-23 |  |  |  | No |  |  | Not Required
24INR0479 | NRG THW GT 138 | SS Started, FIS Started, No IA | NRG THW GT LLC | 138 kV Bus Number: 45515, Bus Name: T_H_W__POI_8 | Harris | HOUSTON | 2024-07-01 | GAS | GT | 458 | FIS Request | 2022-11-17 | 2022-11-22 |  | 2022-11-17 |  |  |  | No
24INR0482 | NRG THW GT 345 | SS Started, FIS Started, No IA | NRG THW GT LLC | 345 kV Bus Number: 45500, Bus Name: T_H_W__POI_5 | Harris | HOUSTON | 2024-07-01 | GAS | GT | 456 | FIS Request | 2022-11-16 | 2022-11-17 |  | 2022-11-17 |  |  |  | No
24INR0493 | Crowned Heron BESS 2 | SS Started, FIS Started, No IA | RWE Renewables | WA Parish 345 kV Bus #44000 | Fort Bend | HOUSTON | 2024-12-15 | OTH | BA | 150 | FIS Request | 2022-11-22 | 2022-11-23 |  | 2022-11-15 |  |  |  | No |  |  | Not Required
24INR0494 | Hana Springs BESS | SS Started, FIS Started, No IA | Black Mountain Energy Storage II | 7064 LAMPASAS 138KV | Lampasas | NORTH | 2024-08-01 | OTH | BA | 100.8 | FIS Request | 2022-11-22 | 2022-11-23 |  | 2022-11-18 |  |  |  | No |  |  | Not Required
25INR0045 | Smith Lake Storage | SS Completed, FIS Started, No IA | Smith Lake Solar | Tap 345kV 44645 Singleton - 44900 Zenith Ckt #99 | Grimes | NORTH | 2025-09-28 | OTH | BA | 65 | FIS Request | 2022-11-30 | 2022-03-07 | 2022-05-06 | 2022-11-02 |  |  |  | No |  |  | Not Required
25INR0070 | Albatross Solar | SS Completed, FIS Started, No IA | Albatross Solar, LLC | Tap 138kV 165 Windsor Switch - 161 McGregor | McLennan | NORTH | 2025-06-01 | SOL | PV | 101 | FIS Request |  | 2022-05-16 | 2022-08-13 | 2022-10-25 |  |  |  | No |  |  | Not Required
25INR0071 | Albatross BESS | SS Completed, FIS Started, No IA | Albatross Solar, LLC | From Bus #165 Windsor Switch To Bus #161 McGregor | McLennan | NORTH | 2025-06-01 | OTH | BA | 50.4 | FIS Request |  | 2022-05-16 | 2022-08-13 | 2022-10-25 |  |  |  | No |  |  | Not Required
25INR0152 | Bottom Grass Solar II | SS Started, FIS Started, No IA | Bottom Grass Solar Project, LLC | Tap 345kV 9073 Holman - 44200 Hillje | Colorado | SOUTH | 2025-03-01 | SOL | PV | 401.6 | FIS Request | 2022-11-01 | 2022-11-07 |  | 2022-11-02 |  |  |  | No |  |  | Not Required
25INR0153 | Bottom Grass BESS II | SS Started, FIS Started, No IA | Bottom Grass Solar Project, LLC | Tap 345kV 9073 Holman - 44200 Hillje | Colorado | SOUTH | 2025-03-01 | OTH | BA | 150.6 | FIS Request | 2022-11-01 | 2022-11-07 |  | 2022-11-02 |  |  |  | No |  |  | Not Required
25INR0164 | Star Dairy Solar | SS Started, FIS Started, No IA | Star Dairy Solar LLC | Tap 345kV 1692 PARIS_SW1_5 -- 11699 WOODARD_5 | Lamar | NORTH | 2025-11-25 | SOL | PV | 125 | FIS Request | 2022-11-18 | 2022-11-23 |  | 2022-11-09 |  |  |  | No | Not Required | Not Required | Not Required
25INR0199 | XE Bonham Solar 1 | SS Started, FIS Started, No IA | J&J Solar Ranch LLC | TAP 138 kV MEXIA_2_1_8 3632 - GROES_SE1_8 3634 | Limestone | NORTH | 2025-02-18 | SOL | PV | 139.6 | FIS Request | 2022-11-09 | 2022-11-15 |  | 2022-10-31 |  |  |  | No |  |  | Not Required
25INR0204 | Claxton Solar | SS Started, FIS Started, No IA | Belltown Power Texas | Tap 345kV 1697 Sulphur Springs - 2464 Cash Switch | Hopkins | NORTH | 2025-05-31 | SOL | PV | 152.5 | FIS Request |  | 2022-09-21 |  | 2022-11-03 |  |  |  | No |  |  | Not Required
25INR0205 | Claxton Storage | SS Started, FIS Started, No IA | Belltown Power Texas | Tap 345kV 1697 Sulphur Springs - 2464 Cash Switch | Hopkins | NORTH | 2025-05-31 | OTH | BA | 76.5 | FIS Request | 2022-11-18 | 2022-09-21 |  | 2022-11-03 |  |  |  | No |  |  | Not Required
25INR0223 | Uhland Maxwell | SS Started, FIS Started, No IA | Lower Colorado River Authority | Clear Springs (#7050) and L_Hornsb8_1Y (#7047) | Caldwell | SOUTH | 2025-05-16 | GAS | IC | 205 | FIS Request | 2022-11-08 | 2022-09-27 |  | 2022-10-26 |  |  |  | No
25INR0229 | OCI Cobb Creek Solar | SS Started, FIS Started, No IA | OCI Hillsboro Solar LLC | tap 345kV 1907 Venus - 68090 Sam Sw | Hill | NORTH | 2025-06-01 | SOL | PV | 204.09 | FIS Request | 2022-11-11 | 2022-11-15 |  | 2022-11-09 |  |  |  | No | Not Required | Not Required | Not Required
25INR0232 | Isaac Solar | SS Started, FIS Started, No IA | Industrial Bravo Project LLC | 8114 Conoco 138kV | Matagorda | COASTAL | 2025-05-31 | SOL | PV | 101.5 | FIS Request | 2022-10-24 | 2022-11-07 |  | 2022-10-27 |  |  |  | No |  |  | Not Required
25INR0233 | OCI Cobb Creek ESS | SS Started, FIS Started, No IA | OCI Hillsboro Solar LLC | tap 345kV 1907 Venus - 68090 Sam Sw | Hill | NORTH | 2025-06-01 | OTH | BA | 201.6 | FIS Request | 2022-11-17 |  |  | 2022-11-23 |  |  |  | No |  |  | Not Required
25INR0234 | Maldives Solar | SS Started, FIS Started, No IA | Maldives Solar | Bluff Creek (#1309) to China Grove (#1318) 138 kV line tap | Scurry | WEST | 2025-08-30 | SOL | PV | 184 | FIS Request | 2022-11-29 |  |  | 2022-11-29 |  |  |  | No |  |  | Not Required
25INR0240 | Rosie Solar | SS Started, FIS Started, No IA | Industrial Delta Project LLC | TNAAPIPLNC1 (38137) | Winkler | WEST | 2025-05-31 | SOL | PV | 61 | FIS Request | 2022-10-27 | 2022-11-07 |  | 2022-11-02 |  |  |  | No |  |  | Not Required
25INR0247 | Navarro Wind | SS Started, FIS Started, No IA | Leeward Renewable Energy Development, LLC | Tap 138kV 3127 TRINIDAD_8 - 3454 MONTFTSS__8 | Navarro | NORTH | 2025-10-15 | WIN | WT | 173 | FIS Request |  |  |  | 2022-11-23 |  |  |  | No |  |  | Not Required
25INR0248 | Strawberry Acres Storage | SS Started, FIS Started, No IA | Strawberry Acres Energy Center, LLC | 5132 Eagle Creek Substation 138kV | Wilson | SOUTH | 2025-09-01 | OTH | BA | 150.59 | FIS Request | 2022-11-11 | 2022-11-23 |  | 2022-11-15 |  |  |  | No |  |  | Not Required
25INR0250 | Oorja Storage | SS Started, FIS Started, No IA | Oorja Storage, LLC | 138 kV 8914 Coffee Port | Cameron | COASTAL | 2024-12-01 | OTH | BA | 201.1 | FIS Request | 2022-11-17 | 2022-11-23 |  | 2022-11-10 |  |  |  | No |  |  | Not Required
25INR0266 | East Blackland Battery Storage SLF | SS Started, FIS Started, No IA | Duke Energy Renewables Storage, LLC | 7337 Kimbro 138kV | Travis | SOUTH | 2025-06-01 | OTH | BA | 75 | FIS Request | 2022-11-17 | 2022-11-23 |  | 2022-11-22 |  |  |  | No |  |  | Not Required
26INR0014 | Greenwolfe Solar Alt POI | SS Started, FIS Started, No IA | EDF Renewables Development, Inc. | Tap 345 kV line from Farmersville Switch (#1685) to Cyclone Switch (#11689) | Hunt | NORTH | 2026-03-24 | SOL | PV | 274.14 | FIS Request | 2022-10-24 | 2022-11-15 |  | 2022-11-07 |  |  |  | No |  |  | Not Required
26INR0030 | Perry Creek Solar SLF | SS Started, FIS Started, No IA | Perry Creek Solar, LLC | 345kV Navarro (#68091) to Limestone (# 46020) | Freestone | NORTH | 2027-03-24 | SOL | PV | 102.04 | FIS Request | 2022-11-08 |  |  | 2022-11-08 |  |  |  | No | Not Required | Not Required | Not Required
New Projects added in December 2022 | [10 empty] | Changes from Last Report | GIM Project Milestone Dates
INR | Project Name | GIM Study Phase | Interconnecting Entity | POI Location | County | CDR Reporting Zone | Projected COD | Fuel | Technology | Capacity (MW) |  |  | Screening Study Started | Screening Study Complete | FIS Requested | FIS Approved | Economic Study Required | IA Signed |  | Air Permit | GHG Permit | Water Availability | Meets Planning | Meets All Planning |  | Construction Start | Construction End | Approved for Energization | Approved for Synchronization | Comment
[11 empty] | Change indicators: Proj Name, MW | Approval Date for | [6 empty] | Financial Security |  |  |  | Guide Section 6.9(1) | Guide Section 6.9 | Meets Planning Guide
[11 empty] | Size, COD, SFS/NtP, FIS Request, | Submission of Proof of | [6 empty] | and Notice to |  |  |  | Requirements for | Requirements for | QSA (Section 5.9)
[11 empty] | Status Change INA-to-PLN | Site Control | [6 empty] | Proceed Provided |  |  |  | Inclusion in Planning | Inclusion in Planning | Prerequisites
[23 empty] | Models | Models
20INR0075 | Howle Solar | SS Completed, FIS Completed, IA | Howle Solar LLC | tap 345kV 1907 Venus - 68090 Sam Sw | Ellis | NORTH | 2023-12-31 | SOL | PV | 60 | Status Change INA-to-PLN | 2018-08-09 | 2018-05-15 | 2018-07-02 | 2018-08-14 | 2022-03-22 | No | 2022-06-13 | No | Not Required | Not Required | Not Required
21INR0509 | McClure Solar | SS Completed, FIS Started, No IA | McClure Solar LLC | tap 69kV 785 Oran - 343 Morris Sheppard | Palo Pinto | NORTH | 2023-12-31 | SOL | PV | 105.73 | Status Change INA-to-PLN | 2021-03-18 | 2020-06-03 | 2020-08-18 | 2021-02-24 |  | No |  | No |  |  | Not Required
22INR0586 | Hays Energy Unit 2 Repower | SS Completed, FIS Started, No IA | HAYS ENERGY, LLC | 7043 Haysen 345kV | Hays | SOUTH | 2023-11-15 | GAS | CC | 258 | FIS Request | 2022-12-01 | 2022-02-21 | 2022-05-21 | 2022-11-15 |  |  |  | No
23INR0222 | Sunbelt Solar | SS Completed, FIS Started, No IA | Rose Hill Solar LLC | tap 138kV 6902 Talty - 6801 Patton | Kaufman | NORTH | 2023-12-31 | SOL | PV | 81.5 | Status Change INA-to-PLN | 2021-10-05 | 2021-03-16 | 2021-05-28 | 2021-09-30 |  |  |  | No |  |  | Not Required
23INR0292 | Howle Storage | SS Completed, FIS Completed, No IA | Howle Solar LLC | tap 345kV 1907 Venus - 68090 Sam Sw Same location as 20INR0075 - Howle Solar | Ellis | NORTH | 2023-12-31 | OTH | BA | 30 | Status Change INA-to-PLN | 2021-06-02 | 2021-06-07 | 2021-08-27 | 2021-06-03 | 2022-05-06 | No |  | No |  |  | Not Required
23INR0367 | Fewell Solar | SS Completed, FIS Started, No IA | Fewell Solar LLC | Tap 138kV 3597 Groesbeck - 3634 Groesbeck Main | Limestone | NORTH | 2024-05-31 | SOL | PV | 203.5 | Status Change INA-to-PLN | 2022-02-28 | 2021-08-19 | 2021-11-05 | 2022-02-17 |  |  |  | No | Not Required | Not Required | Not Required
23INR0409 | Sunbelt Storage | SS Completed, FIS Started, No IA | Rose Hill Solar LLC | Tap 138kV 6902 Talty - 6894 Rose Hill | Kaufman | NORTH | 2023-12-31 | OTH | BA | 52 | Status Change INA-to-PLN | 2021-11-09 | 2021-11-12 | 2022-02-08 | 2021-11-09 |  |  |  | No |  |  | Not Required
24INR0206 | Glasgow Solar | SS Completed, FIS Started, No IA | Glasgow Solar LLC | 345kV line between BUS #2466 Big Onion to #68091 Navarro circuit | Navarro | NORTH | 2024-05-31 | SOL | PV | 203.5 | Status Change INA-to-PLN | 2022-02-03 | 2022-02-07 | 2022-05-07 | 2022-01-12 |  |  |  | No |  |  | Not Required
24INR0207 | Glasgow Storage | SS Completed, FIS Started, No IA | Glasgow Solar LLC | 345kV line between BUS #2466 Big Onion to #68091 Navarro circuit | Navarro | NORTH | 2024-05-31 | OTH | BA | 101 | Status Change INA-to-PLN |  | 2022-02-21 | 2022-05-07 | 2022-02-02 |  |  |  | No | Not Required | Not Required | Not Required
24INR0213 | Owens Solar | SS Completed, FIS Started, No IA | Owens Solar LLC | Tap 138kV line between 177 BOSQUE and 181 Cayote | Bosque | NORTH | 2024-05-31 | SOL | PV | 203.5 | Status Change INA-to-PLN | 2022-02-01 | 2022-02-07 | 2022-05-06 | 2022-01-12 |  |  |  | No |  |  | Not Required
24INR0243 | Solar Star Western Hills Storage | SS Completed, FIS Started, No IA | Solar Star Western Hills Storage, LLC | Tap 138kV 1955 CALMONT SWITCH – 2087 Western Hills | Tarrant | NORTH | 2025-09-30 | OTH | BA | 160 |  | 2022-12-14 | 2022-02-21 | 2022-05-21 | 2022-11-10 |  |  |  | No | Not Required | Not Required | Not Required
24INR0256 | Kennedy Solar | SS Completed, FIS Started, No IA | Kennedy Bypass Solar LLC | Tap 345kV 68040 Kopprl Capacitor Yard - 68091 Navarro | Navarro | NORTH | 2024-05-31 | SOL | PV | 101.5 | Status Change INA-to-PLN | 2022-07-11 | 2022-03-07 | 2022-06-02 | 2022-06-29 |  |  |  | No |  |  | Not Required
24INR0257 | Pruett Solar | SS Completed, FIS Started, No IA | Crandall Solar LLC | Tap 138kV 587 Greenwood - 685 Leo | Wise | NORTH | 2024-05-31 | SOL | PV | 152 | Status Change INA-to-PLN | 2022-04-13 | 2022-02-28 | 2022-05-27 | 2022-04-05 |  |  |  | No |  |  | Not Required
24INR0269 | Bar Candela Solar SLF | SS Completed, FIS Started, No IA | Bar Candela Solar Project LLC | 3280 Long Lake Substation (LONGLAKE_8) 138kV | Freestone | NORTH | 2026-01-31 | SOL | PV | 198 | 22INR0586 | 2022-12-16 | 2022-03-21 | 2022-06-13 | 2022-12-06 |  |  |  | No |  |  | Not Required
24INR0271 | Bar Candela Storage SLF | SS Completed, FIS Started, No IA | Bar Candela Storage Project LLC | 3280 Long Lake Substation (LONGLAKE_8) 138kV | Freestone | NORTH | 2026-01-31 | OTH | BA | 0 | FIS Request | 2022-12-16 | 2022-03-21 | 2022-06-13 | 2022-12-05 |  |  |  | No | Not Required | Not Required | Not Required
24INR0339 | Mystic Springs Renewable Energy Solar | SS Completed, FIS Started, No IA | Tawakoni Park Solar LLC | Tap 345kV Royse Switch (2478) – Shamburger North (3223) | Kaufman | NORTH | 2025-08-30 | SOL | PV | 261.71 | FIS Request | 2022-12-14 | 2022-05-10 | 2022-08-06 | 2022-11-28 |  |  |  | No |  |  | Not Required
24INR0340 | Mystic Springs Renewable Energy Storage | SS Completed, FIS Started, No IA | Tawakoni Park Storage LLC | Tap 345kV Royse Switch (2478) – Shamburger North (3223) | Kaufman | NORTH | 2025-08-30 | OTH | BA | 261.71 | FIS Request | 2022-12-14 | 2022-05-10 | 2022-08-06 | 2022-11-28 |  |  |  | No |  |  | Not Required
24INR0348 | Best Southwest BESS | SS Completed, FIS Started, No IA | North Texas Energy Storage LLC | 2431 DESOTO SW 345kV | Dallas | NORTH | 2025-05-31 | OTH | BA | 241.44 | Status Change INA-to-PLN | 2022-05-09 | 2022-05-16 | 2022-08-05 | 2022-04-26 |  |  |  | No |  |  | Not Required
24INR0355 | Anatole Renewable Energy Storage | SS Completed, FIS Started, No IA | Eustace Storage LLC | (Bus# 6951) Eustace Southeast 138kV Substation (owned by Rayburn Electric Cooperative) | Henderson | NORTH | 2025-07-09 | OTH | BA | 207.82 | FIS Request | 2022-12-14 | 2022-06-02 | 2022-08-30 | 2022-12-02 |  |  |  | No |  |  | Not Required
24INR0360 | Blanket Ranch North Solar SLF | SS Completed, FIS Started, No IA | Blanket Ranch North Solar, LLC | Tap 345kV 11441 CORN TRAIL SWITCH - 1444 BROWN SWITCH | Brown | NORTH | 2024-09-30 | SOL | PV | 241.2 | FIS Request | 2022-12-08 | 2022-06-10 | 2022-09-06 | 2022-11-29 |  |  |  | No |  |  | Not Required
24INR0362 | Blanket Ranch North Storage SLF | SS Completed, FIS Started, No IA | Blanket Ranch North Solar, LLC | Tap 345kV 11441 CORN TRAIL SWITCH - 1444 BROWN SWITCH | Brown | NORTH | 2024-09-30 | OTH | BA | 0 | FIS Request | 2022-12-08 | 2022-06-10 | 2022-09-06 | 2022-11-29 |  |  |  | No |  |  | Not Required
24INR0368 | Glory Bee Solar | SS Completed, FIS Started, No IA | Riley Solar LLC | Tap 345kV 1440 Comanche Switch - 1900 Comanche Peak | Erath | NORTH | 2025-04-11 | SOL | PV | 305 | Status Change INA-to-PLN | 2022-06-06 | 2022-06-10 | 2022-09-06 | 2022-06-06 |  |  |  | No |  |  | Not Required
24INR0369 | Glory Bee Storage | SS Completed, FIS Started, No IA | Riley Solar LLC | Tap 345kV 1440 Comanche Switch - 1900 Comanche Peak | Erath | NORTH | 2025-04-11 | OTH | BA | 101 | Status Change INA-to-PLN | 2022-06-06 | 2022-06-10 | 2022-09-06 | 2022-06-06 |  |  |  | No | Not Required | Not Required | Not Required
24INR0376 | Huisache BESS | SS Completed, FIS Started, No IA | Novis Renewables, LLC | Tap 345kV 5133 Elm Creek - 5915 Southern Texas Project Ckt 1 | Wilson | SOUTH | 2024-12-31 | OTH | BA | 101.5 | FIS Request |  | 2022-08-05 | 2022-11-01 | 2022-11-07 |  |  |  | No |  |  | Not Required
24INR0387 | PaleAle BESS | SS Completed, FIS Started, No IA | Momentum Energy Storage Partners,LLC | Tap 138 kV Bus 7506 L_CEDAVA8_1Y - Bus 7507 L_FRIEND8_1Y | Hays | SOUTH | 2024-07-01 | OTH | BA | 75 | FIS Request | 2022-12-13 | 2022-07-18 | 2022-10-14 | 2022-12-06 |  |  |  | No |  |  | Not Required
24INR0391 | Kennedy Storage | SS Completed, FIS Started, No IA | Kennedy Bypass Solar LLC | Tap 345kV 68040 Kopprl Capacitor Yard - 68091 Navarro | Navarro | NORTH | 2024-05-31 | OTH | BA | 25.3 | Status Change INA-to-PLN | 2022-07-06 | 2022-07-18 | 2022-10-12 | 2022-07-06 |  |  |  | No |  |  | Not Required
24INR0408 | Pruett Storage | SS Completed, FIS Started, No IA | Crandall Solar LLC | Tap 138kV 587 Greenwood - 685 Leo | Wise | NORTH | 2024-05-31 | OTH | BA | 51 | Status Change INA-to-PLN | 2022-07-20 | 2022-07-25 | 2022-10-18 | 2022-07-15 |  |  |  | No |  |  | Not Required
24INR0460 | Evelyn Battery Energy Storage System | SS Started, FIS Started, No IA | BRP Blue Topaz 4, LLC | Hidden Lakes 138kV (38900) | Galveston | HOUSTON | 2024-09-01 | OTH | BA | 457 | FIS Request | 2022-12-01 |  |  | 2022-12-08 |  |  |  | No |  |  | Not Required
24INR0473 | Hooper Solar | SS Started, FIS Started, No IA | BT Brown Solar, LLC | Tap 138kV line between Lexington (Bus #7571) and Lylewood (Bus #7567) | Lee | SOUTH | 2025-05-31 | SOL | PV | 51 | FIS Request | 2022-12-01 | 2022-12-07 |  | 2022-11-03 |  |  |  | No |  |  | Not Required
24INR0478 | Barrett Storage | SS Started, FIS Started, No IA | BT Barrett Solar, LLC | Tap 138 kV 6869 SNYPT_RC - 6871 LNOK_RC Rayburn owned | Rains | NORTH | 2024-12-31 | OTH | BA | 76.5 | FIS Request | 2022-11-11 | 2022-12-07 |  | 2022-12-05 |  |  |  | No |  |  | Not Required
24INR0498 | Fort Watt Storage | SS Started, FIS Started, No IA | Fort Watt Storage, LLC | 138 kV Kennedale (Bus# 1933) | Tarrant | NORTH | 2024-12-01 | OTH | BA | 201.09 | FIS Request | 2022-12-30 |  |  | 2022-12-07 |  |  |  | No |  |  | Not Required
25INR0172 | Wolf Spring Solar | SS Started, FIS Started, No IA | Wolf Spring Solar, LLC | Tap 345kV 59904 Cotton Wood - 23922 White River | Dickens | PANHANDLE | 2025-07-01 | SOL | PV | 198 | FIS Request | 2022-12-05 | 2022-12-07 |  | 2022-11-30 |  |  |  | No |  |  | Not Required
25INR0173 | Wolf Spring Storage | SS Started, FIS Started, No IA | Wolf Spring Solar, LLC | Tap 345kV 59904 Cotton Wood - 23922 White River Ckt 1 | Dickens | PANHANDLE | 2025-07-01 | OTH | BA | 192.5 | FIS Request | 2022-12-05 | 2022-12-15 |  | 2022-12-07 |  |  |  | No |  |  | Not Required
25INR0174 | Concho Pearl Solar | SS Started, FIS Started, No IA | Concho Pearl Solar, LLC | Tap 345kV 76009 Twin Buttes - 7077 Amos Creek | Concho | WEST | 2025-07-01 | SOL | PV | 174.2 | FIS Request | 2022-12-05 | 2022-12-07 |  | 2022-11-30 |  |  |  | No |  |  | Not Required
25INR0175 | Concho Pearl Storage | SS Started, FIS Started, No IA | Concho Pearl Solar, LLC | Tap 345kV 76009 Twin Buttes - 7077 Amos Creek | Concho | WEST | 2025-07-01 | OTH | BA | 168.5 | FIS Request | 2022-12-08 | 2022-12-15 |  | 2022-12-07 |  |  |  | No |  |  | Not Required
25INR0208 | Iron Belt Energy Storage | SS Started, FIS Started, No IA | Iron Belt Energy Storage Project, LLC | Long Draw (# 59900) - Volta (#59910) 345kV | Dawson | WEST | 2025-04-01 | OTH | BA | 401.9 | FIS Request | 2022-12-27 |  |  | 2022-12-19 |  |  |  | No |  |  | Not Required
25INR0227 | SERENGETI SOLAR | SS Started, FIS Started, No IA | Abei Energy Green XIV LLC | 1844 CROSRDSW_8 138kV | Delta | NORTH | 2025-12-30 | SOL | PV | 76.05 | FIS Request | 2022-11-08 | 2022-12-07 |  | 2022-11-18 |  |  |  | No |  |  | Not Required
25INR0251 | Jerboa Storage | SS Started, FIS Started, No IA | Jerboa Storage, LLC | 8906 North Alamo 138kV | Hidalgo | SOUTH | 2024-12-01 | OTH | BA | 201.11 | FIS Request | 2022-12-06 | 2022-12-07 |  | 2022-12-06 |  |  |  | No |  |  | Not Required
25INR0252 | Papley Storage | SS Started, FIS Started, No IA | Papley Storage, LLC | Tapping the 138kV line connecting Ganso (Bus# 8267) to Maverick (Bus# 8692) | Maverick | SOUTH | 2024-12-01 | OTH | BA | 201.07 | FIS Request | 2022-12-02 | 2022-12-07 |  | 2022-11-18 |  |  |  | No |  |  | Not Required
25INR0256 | OFFERED Combined Cycle Gen | SS Started, FIS Started, No IA | Blue Cube Operations | 42215 Copper - 42199 BSTCM12_36_8 CKT36 | Brazoria | COASTAL | 2025-08-01 | GAS | CC | 520 | FIS Request | 2022-12-14 | 2022-12-15 |  | 2022-11-22 |  |  |  | No
25INR0262 | Shepard Energy Storage | SS Started, FIS Started, No IA | Shepard Energy Storage LLC | Hidden Lakes 138kV substation (Bus# 38900) | Galveston | HOUSTON | 2025-07-09 | OTH | BA | 263.2 | FIS Request | 2022-12-02 | 2022-12-15 |  | 2022-12-09 |  |  |  | No |  |  | Not Required
25INR0271 | City Breeze BESS | SS Started, FIS Started, No IA | Black Mountain Energy Storage II | 8111 MAGILL4A 138KV | Matagorda | COASTAL | 2025-12-15 | OTH | BA | 100.8 | FIS Request | 2022-12-14 | 2022-12-15 |  | 2022-12-06 |  |  |  | No |  |  | Not Required
25INR0282 | Hornet Solar II | SS Started, FIS Started, No IA | Hornet Solar II LLC | Ozark Trail Switch 345kV substation (Bus #23901) | Castro | PANHANDLE | 2025-07-03 | SOL | PV | 208.95 | FIS Request | 2022-12-20 |  |  | 2022-12-20 |  |  |  | No |  |  | Not Required
25INR0283 | Hornet Storage II | SS Started, FIS Started, No IA | Hornet Storage II LLC | Ozark Trail Switch 345kV substation (Bus # 23901) | Castro | PANHANDLE | 2025-07-03 | OTH | BA | 207.96 | FIS Request | 2022-12-28 |  |  | 2022-12-20 |  |  |  | No |  |  | Not Required
25INR0286 | Savannah Oaks Solar | SS Started, FIS Started, No IA | Savannah Oaks Solar Project, LLC | Tap 345kV 46020 - 967 Gibbons Creek | Madison | NORTH | 2025-09-01 | SOL | PV | 200.89 | FIS Request | 2022-12-19 |  |  | 2022-12-02 |  |  |  | No |  |  | Not Required
25INR0288 | Buffalo Prairie Storage | SS Started, FIS Started, No IA | Buffalo Meadow Solar Project LLC | Tap 345kV 975 Jack Creek - 3400 Twin Oak | Robertson | NORTH | 2025-09-01 | OTH | BA | 150.56 | FIS Request | 2022-12-30 |  |  | 2022-12-02 |  |  |  | No |  |  | Not Required
26INR0031 | Perry Creek Storage SLF | SS Started, FIS Started, No IA | Perry Creek Solar, LLC | 345kV Navarro (#68091) to Limestone (# 46020) | Freestone | NORTH | 2027-03-24 | OTH | BA | 0 | FIS Request | 2022-11-08 | 2022-12-07 |  | 2022-11-08 |  |  |  | No |  |  | Not Required
26INR0046 | Paluxy Solar | SS Started, FIS Started, No IA | S&S Renewables LLC | tap the 345 kV South Texas Project (#5915) - Elm Creek (#5133) line; CPS | Victoria | SOUTH | 2026-03-31 | SOL | PV | 1029.06 | FIS Request | 2022-12-13 |  |  | 2022-12-27 |  |  |  | No |  |  | Not Required
26INR0047 | Paluxy Storage | SS Started, FIS Started, No IA | S&S Renewables LLC | tap the 345 kV South Texas Project (#5915) - Elm Creek (#5133) line; CPS | Victoria | SOUTH | 2026-03-31 | OTH | BA | 511.68 | FIS Request | 2022-12-14 |  |  | 2022-12-12 |  |  |  | No |  |  | Not Required
27INR0004 | Dundee North Wind | SS Started, FIS Started, No IA | Felix 2, LLC | 345 kV Riley Substation (#6101); AEP | Wilbarger | WEST | 2027-07-31 | WIN | WT | 307.72 | FIS Request | 2022-12-28 |  |  | 2022-12-28 |  |  |  | No |  |  | Not Required
27INR0005 | Dundee South A Wind | SS Started, FIS Started, No IA | Felix 2, LLC | 345 kV Riley Substation (#6101); AEP | Baylor | WEST | 2027-07-31 | WIN | WT | 307.23 | FIS Request | 2022-12-28 |  |  | 2022-12-22 |  |  |  | No |  |  | Not Required
27INR0007 | Felix East Solar | SS Started, FIS Started, No IA | Felix 1, LLC | The 345 kV Riley Substation (#6101); AEP | Wilbarger | WEST | 2027-07-31 | SOL | PV | 301.44 | FIS Request | 2022-12-28 |  |  | 2022-12-22 |  |  |  | No |  |  | Not Required
27INR0009 | Felix Storage | SS Started, FIS Started, No IA | Felix 1, LLC | The 345 kV Riley Substation (#6101); AEP | Wilbarger | WEST | 2027-07-31 | OTH | BA | 100.54 | FIS Request | 2022-12-28 |  |  | 2022-12-22 |  |  |  | No |  |  | Not Required
New Projects added in January 2023 | [10 empty] | Changes from Last Report | GIM Project Milestone Dates
INR | Project Name | GIM Study Phase | Interconnecting Entity | POI Location | County | CDR Reporting Zone | Projected COD | Fuel | Technology | Capacity (MW) |  |  | Screening Study Started | Screening Study Complete | FIS Requested | FIS Approved | Economic Study Required | IA Signed |  | Air Permit | GHG Permit | Water Availability | Meets Planning | Meets All Planning |  | Construction Start | Construction End | Approved for Energization | Approved for Synchronization | Comment
[11 empty] | Change indicators: Proj Name, MW | Approval Date for | [6 empty] | Financial Security |  |  |  | Guide Section 6.9(1) | Guide Section 6.9 | Meets Planning Guide
[11 empty] | Size, COD, SFS/NtP, FIS Request, | Submission of Proof of | [6 empty] | and Notice to |  |  |  | Requirements for | Requirements for | QSA (Section 5.9)
[11 empty] | Status Change INA-to-PLN | Site Control | [6 empty] | Proceed Provided |  |  |  | Inclusion in Planning | Inclusion in Planning | Prerequisites
[23 empty] | Models | Models
22INR0260 | Eliza Storage | SS Completed, FIS Started, IA | Ables Springs Storage Project, LLC | tap 345kV 2478 Royse - 3103 Shamburger | Kaufman | NORTH | 2024-02-15 | OTH | BA | 100.3 | Status Change INA-to-PLN | 2020-08-21 | 2019-12-03 | 2020-02-25 | 2020-08-19 |  |  | 2022-08-04 | No |  |  | Not Required
22INR0471 | MARATUA SOLAR | SS Completed, FIS Started, No IA | Invenergy Solar Project Development LLC | tap 345kV 44645 Singleton - 3391 Jewett | Grimes | NORTH | 2025-12-30 | SOL | PV | 217.07 | Status Change INA-to-PLN | 2021-08-19 | 2020-12-03 | 2021-02-19 | 2021-08-13 |  |  |  | No |  |  | Not Required
22INR0549 | Tanzanite Storage | SS Completed, FIS Completed, IA | Tanzanite Energy Storage LLC | 6867 NORTH ATHENS 138kV | Henderson | NORTH | 2024-12-01 | OTH | BA | 257.72 | Status Change INA-to-PLN | 2021-07-27 | 2021-09-01 | 2021-11-18 | 2021-08-16 | 2022-02-09 | No | 2022-07-15 | Yes | Not Required | Not Required | Not Required | 2022-11-04
22INR0553 | Amethyst Storage | SS Completed, FIS Started, No IA | Riggs Energy Storage LLC | 6865 FORNEY WEST_RC 138kV | Kaufman | NORTH | 2023-12-31 | OTH | BA | 303.5 | Status Change INA-to-PLN | 2021-08-20 | 2021-08-30 | 2021-11-18 | 2021-08-26 |  |  |  | No | Not Required | Not Required | Not Required
22INR0554 | Platinum Storage | SS Completed, FIS Started, No IA | Platinum Energy Storage LLC | 1729 Valley South 345kV | Fannin | NORTH | 2024-09-15 | OTH | BA | 303.5 | Status Change INA-to-PLN | 2021-08-20 | 2021-09-02 | 2021-11-18 | 2021-08-31 |  | No |  | No | Not Required | Not Required | Not Required
23INR0462 | Palladium Storage | SS Completed, FIS Started, No IA | Palladium Energy Storage LLC | 138 kV Luna - Pantera transmission line | Hidalgo | SOUTH | 2024-05-31 | OTH | BA | 152 | Status Change INA-to-PLN |  | 2022-02-28 | 2022-05-27 | 2022-01-21 |  |  |  | No |  |  | Not Required
23INR0464 | Sloan Storage | SS Completed, FIS Started, No IA | Sloan Energy Storage LLC | 3179 Pauline 138kV | Henderson | NORTH | 2024-06-01 | OTH | BA | 203 | Status Change INA-to-PLN | 2022-07-13 | 2022-02-21 | 2022-05-21 | 2022-06-29 |  |  |  | No | Not Required | Not Required | Not Required
24INR0038 | SP Jaguar Solar | SS Completed, FIS Completed, IA | SP-Jaguar Solar LLC | Tap 345kV 13405 Tradinghouse SES - 68090 Sam Switch | McLennan | NORTH | 2024-04-30 | SOL | PV | 300 | Status Change INA-to-PLN | 2021-07-23 | 2021-03-18 | 2021-06-11 | 2021-07-15 | 2022-08-30 |  | 2022-09-12 | No |  |  | Not Required
24INR0039 | SP Jaguar BESS | SS Completed, FIS Completed, IA | SP-Jaguar Solar LLC | Tap 345kV 13405 Tradinghouse SES - 68090 Sam Switch | McLennan | NORTH | 2024-04-30 | OTH | BA | 300 | Status Change INA-to-PLN | 2021-08-13 | 2021-03-18 | 2021-06-11 | 2021-07-15 | 2022-08-30 |  | 2022-09-12 | No |  |  | Not Required
24INR0252 | Kruth Storage | SS Completed, FIS Started, No IA | Martinez Energy Storage LLC | 3319 Redland 138kV | Angelina | NORTH | 2025-06-15 | OTH | BA | 203 | Status Change INA-to-PLN | 2022-08-05 | 2022-02-28 | 2022-05-27 | 2022-07-22 |  |  |  | No | Not Required | Not Required | Not Required
24INR0331 | Chisme Storage | SS Started, FIS Started, No IA | Blue Heron Solar, LLC | Tap 345 kV 1444 BROWN SWITCH - 3424 BUCKHORN SWITCH | Brown | NORTH | 2025-07-01 | OTH | BA | 140 | FIS Request | 2023-01-11 | 2023-01-17 |  | 2023-01-11 |  |  |  | No |  |  | Not Required
24INR0333 | Chisme Solar | SS Started, FIS Started, No IA | Blue Heron Solar, LLC | Tap 345 kV 1444 BROWN SWITCH - 3424 BUCKHORN SWITCH | Brown | NORTH | 2025-07-01 | SOL | PV | 145.5 | FIS Request | 2023-01-11 | 2023-01-17 |  | 2023-01-11 |  |  |  | No |  |  | Not Required
24INR0356 | Cibeles Solar | SS Completed, FIS Started, No IA | Cibeles Solar | Tap 345kV 68090 Sam Switch – 13405 Tradinghouse SES | McLennan | NORTH | 2026-03-15 | SOL | PV | 301.37 | FIS Request | 2023-01-31 | 2022-05-16 | 2022-08-13 |  |  |  |  | No |  |  | Not Required
24INR0374 | Farrier Station Energy Storage | SS Started, FIS Started, No IA | Farrier Station Energy Storage Project, LLC | MONTICELLO SES (BUS# 1696) - ALLEN SWITCH (BUS# 2514) | Hopkins | NORTH | 2024-12-31 | OTH | BA | 401.9 | FIS Request | 2023-01-10 | 2023-01-17 |  | 2023-01-10 |  |  |  | No |  |  | Not Required
24INR0390 | Long Point Solar II | SS Started, FIS Started, No IA | Long Point Solar, LLC | tap 138kV 44010 WAP - 42980 Nash | Brazoria | COASTAL | 2024-12-01 | SOL | PV | 100.9 | FIS Request | 2023-01-05 | 2023-01-17 |  | 2022-12-09 |  |  |  | No |  |  | Not Required
24INR0401 | Portside Energy Center (Solar) SLF | SS Started, FIS Started, No IA | Crossroads Energy Center, LLC | Tap 138kV Big Three (8157) – Dupont 8143 | Victoria | SOUTH | 2025-07-01 | SOL | PV | 40.8 | Status Change INA-to-PLN | 2022-10-07 | 2022-11-15 |  | 2022-11-01 |  |  |  | No |  |  | Not Required
24INR0403 | Portside Energy Center (BESS) SLF | SS Started, FIS Started, No IA | Crossroads Energy Center, LLC | 138 kV Chocolate Bayou Substation (Bus #80064) | Victoria | SOUTH | 2025-07-01 | OTH | BA | 0 | Status Change INA-to-PLN | 2022-10-07 | 2022-11-15 |  | 2022-11-01 |  |  |  | No |  |  | Not Required
24INR0461 | Augie BESS | SS Started, FIS Started, No IA | BRP Blue Topaz 5, LLC | 46560 Waller 138kV | Waller | HOUSTON | 2024-09-11 | OTH | BA | 203 | FIS Request | 2022-12-01 | 2023-01-23 |  | 2023-01-18 |  |  |  | No |  |  | Not Required
24INR0495 | Barbers Hill BESS | SS Started, FIS Started, No IA | Black Mountain Energy Storage II | 40850 JORDAN 345kV | Chambers | HOUSTON | 2025-02-01 | OTH | BA | 307.14 | FIS Request | 2022-12-28 | 2023-01-17 |  | 2022-12-27 |  |  |  | No |  |  | Not Required
24INR0500 | Claire BESS | SS Started, FIS Started, No IA | BRP Blue Topaz 3, LLC | Cedar Bayou 138kV(40011) | Harris | HOUSTON | 2024-06-01 | OTH | BA | 406.01 | FIS Request | 2023-01-30 |  |  | 2023-01-30 |  |  |  | No |  |  | Not Required
24INR0505 | Corralitos Wind 1 | SS Started, FIS Started, No IA | Vaquero Wind Energy, LLC | Tap 345kV 80225 CENIZO7C - 80307 DELSOL7C (New ETT Tiempo Substation) | Zapata | SOUTH | 2024-03-31 | WIN | WT | 196.1 | FIS Request | 2023-01-24 | 2023-01-30 |  | 2023-01-19 |  |  |  | No |  |  | Not Required
24INR0506 | Corralitos Wind 2 | SS Started, FIS Started, No IA | Vaquero Wind Energy, LLC | Tap 345kV 80225 CENIZO7C - 80307 DELSOL7C (New ETT Tiempo Substation) | Zapata | SOUTH | 2024-12-31 | WIN | WT | 195.4 | FIS Request | 2023-01-24 | 2023-01-30 |  | 2023-01-19 |  |  |  | No |  |  | Not Required
24INR0516 | French Riviera Storage | SS Started, FIS Started, No IA | Arana Creek Battery Storage LLC | 5646 Riviera Substation 69kV | Kleberg | COASTAL | 2024-12-01 | OTH | BA | 75 | FIS Request | 2023-01-24 |  |  | 2023-01-21 |  |  |  | No |  |  | Not Required
24INR0519 | Roost Energy Storage | SS Started, FIS Started, No IA | Bluff Creek Energy Storage LLC | 1310 Knapp Substation 138kV | Borden | WEST | 2024-12-31 | OTH | BA | 100 | FIS Request | 2023-01-24 | 2023-01-30 |  | 2023-01-21 |  |  |  | No |  |  | Not Required
25INR0057 | Sombrero Solar | SS Completed, FIS Started, No IA | Aurora Solar LLC | Tap 345kV 76003 Big Hill - 60708 Orsted | Schleicher | WEST | 2026-05-31 | SOL | PV | 351.85 | FIS Request | 2023-01-23 | 2022-03-30 | 2022-06-26 | 2023-01-03 |  |  |  | No | Not Required | Not Required | Not Required
25INR0138 | Champaign BESS | SS Completed, FIS Started, No IA | Champaign BESS, LLC | Tap 138kV 11227 Thirtysix Draw POD (THRYSIX_P8) – 1333 FOREST CREEK AND SAND BLUFF WIND FARMS (MCDONALD_8) | Glasscock | WEST | 2025-08-01 | OTH | BA | 202.65 | FIS Request | 2022-12-30 | 2022-09-21 | 2022-12-19 |  |  |  |  | No |  |  | Not Required
25INR0142 | Sagewood BESS | SS Completed, FIS Started, No IA | Sagewood BESS, LLC | Tap 138kV 1333 Forest Creek and Sand Bluff Wind Farm (MCDONALD_8) – 1225 Garden City East (GARDCITYE_8) | Glasscock | WEST | 2025-08-01 | OTH | BA | 101.33 | FIS Request | 2022-12-30 | 2022-09-21 | 2022-12-19 |  |  |  |  | No |  |  | Not Required
25INR0154 | Nymphaea Solar | SS Completed, FIS Started, No IA | Nymphaea Solar | Tap 345kV 1730 Krum West Swtich - 6111 Riley7B | Wichita | WEST | 2025-12-31 | SOL | PV | 122.12 | FIS Request | 2023-01-06 | 2022-09-21 | 2022-12-19 |  |  |  |  | No |  |  | Not Required
25INR0155 | Nymphaea Storage | SS Completed, FIS Started, No IA | Nymphaea Solar | Tap 345kV 1730 Krum West Swtich - 6111 Riley7B | Wichita | WEST | 2025-12-31 | OTH | BA | 61.46 | FIS Request | 2023-01-13 | 2022-09-21 | 2022-12-19 |  |  |  |  | No |  |  | Not Required
25INR0189 | Staccato BESS | SS Started, FIS Started, No IA | Staccato Storage, LLC | 138kV WARDA #7312. | Fayette | SOUTH | 2025-07-01 | OTH | BA | 202.65 | FIS Request | 2023-01-05 | 2022-11-07 | [5 empty] | No |  |  | Not Required
25INR0220 | Hector Solar | SS Completed, FIS Started, No IA | Hector Solar, LLC | Haney (213) - Hubbard_8 (3515) 138kV Line | Navarro | NORTH | 2025-12-31 | SOL | PV | 82.43 | FIS Request | 2023-01-06 | 2022-10-24 | 2023-01-20 |  |  |  |  | No |  |  | Not Required
25INR0221 | Hector Storage | SS Completed, FIS Started, No IA | Hector Solar, LLC | Haney (213) - Hubbard_8 (3515) 138kV Line | Navarro | NORTH | 2025-12-31 | OTH | BA | 43 | FIS Request | 2023-01-06 | 2022-10-24 | 2023-01-20 |  |  |  |  | No |  |  | Not Required
25INR0257 | OCI SunRoper ESS | SS Started, FIS Started, No IA | OCI SunRoper LLC | tap138kV #43190 South Lane City to #42985 Dyann Ckt 60 | Wharton | SOUTH | 2025-06-01 | OTH | BA | 265.6 | FIS Request | 2022-12-27 | 2023-01-30 |  | 2023-01-09 |  |  |  | No |  |  | Not Required
25INR0280 | Nockenut Springs Solar 5 | SS Started, FIS Started, No IA | Pecan Springs Energy, LLC | Tap 345 kV 5133 Elm Creek - 5915 South Texas Project | Gonzales | SOUTH | 2025-12-31 | SOL | PV | 201.15 | FIS Request | 2023-01-24 |  |  | 2023-01-27 |  |  |  | No |  |  | Not Required
25INR0284 | PINEY WOODS BESS II | SS Started, FIS Started, No IA | Grand Reserve Energy, LLC | Tyler Grand (3102) – Martin Lake (3100) 345 kV Line | Rusk | NORTH | 2025-06-30 | OTH | BA | 256.65 | FIS Request | 2023-01-27 | 2023-01-30 |  | 2023-01-23 |  |  |  | No |  |  | Not Required
25INR0321 | El Molino Solar SLF | SS Started, FIS Started, No IA | El Molino Solar, LLC | Tap 138kV 80439 LaQuinta - 8297 Bruni 8297 | Webb | SOUTH | 2025-07-01 | SOL | PV | 201.32 | FIS Request | 2023-01-16 | 2023-01-17 |  | 2023-01-10 |  |  |  | No |  |  | Not Required
25INR0322 | El Molino Storage SLF | SS Started, FIS Started, No IA | El Molino Solar, LLC | Tap 138kV 80439 LaQuinta - 8297 Bruni 8297 | Webb | SOUTH | 2025-07-01 | OTH | BA | 0 | FIS Request | 2023-01-16 | 2023-01-17 |  | 2023-01-13 |  |  |  | No |  |  | Not Required
25INR0328 | Longbow BESS SLF | SS Started, FIS Started, No IA | Longbow BESS, LLC | 42875 Danbury 138kV | Brazoria | COASTAL | 2025-10-01 | OTH | BA | 96.6 | FIS Request | 2023-01-20 | 2023-01-23 |  | 2023-01-16 |  |  |  | No |  |  | Not Required
26INR0008 | Puerto Del Sol 1 | SS Completed, FIS Started, No IA | PUERTO DEL SOL, LLC | Tap 345kV 79500 Palmito - 79501 King Fisher Ckt 1 | Cameron | COASTAL | 2026-12-31 | SOL | PV | 214.62 | FIS Request | 2023-01-20 | 2022-05-16 | 2022-08-13 |  |  |  |  | No | Not Required | Not Required | Not Required
26INR0037 | Augustus Solar | SS Started, FIS Started, No IA | Industrial Golf Project LLC | REDLAKEGP_P8 (11374) | Martin | WEST | 2026-05-31 | SOL | PV | 76.66 | FIS Request | 2022-12-14 | 2023-01-17 |  | 2023-01-02 |  |  |  | No |  |  | Not Required
26INR0074 | Alina Solar | SS Started, FIS Started, No IA | Alina Energy LLC | Tap 345kV 5133 Elm Creek - 5901 San Miguel Gen Ckt 1 | Wilson | SOUTH | 2026-07-02 | SOL | PV | 200.98 | FIS Request | 2023-01-23 | 2023-01-30 |  | 2023-01-20 |  |  |  | No |  |  | Not Required
27INR0011 | Dundee South B Wind | SS Started, FIS Started, No IA | Felix 2, LLC | 345 kV Riley Substation (#6101); AEP | Baylor | WEST | 2027-07-31 | WIN | WT | 300.27 | FIS Request | 2023-01-06 | 2023-01-17 |  | 2023-01-03 |  |  |  | No |  |  | Not Required
27INR0012 | Felix West Solar | SS Started, FIS Started, No IA | Felix 1, LLC | 6101 Riley 345 kV | Wilbarger | WEST | 2027-07-31 | SOL | PV | 200.95 | FIS Request | 2023-01-06 | 2023-01-17 |  | 2023-01-03 |  |  |  | No |  |  | Not Required
New Projects added in February 2023 | [10 empty] | Changes from Last Report | GIM Project Milestone Dates
INR | Project Name | GIM Study Phase | Interconnecting Entity | POI Location | County | CDR Reporting Zone | Projected COD | Fuel | Technology | Capacity (MW) |  |  | Screening Study Started | Screening Study Complete | FIS Requested | FIS Approved | Economic Study Required | IA Signed |  | Air Permit | GHG Permit | Water Availability | Meets Planning | Meets All Planning |  | Construction Start | Construction End | Approved for Energization | Approved for Synchronization | Comment
[11 empty] | Change indicators: Proj Name, MW | Approval Date for | [6 empty] | Financial Security |  |  |  | Guide Section 6.9(1) | Guide Section 6.9 | Meets Planning Guide
[11 empty] | Size, COD, SFS/NtP, FIS Request, | Submission of Proof of | [6 empty] | and Notice to |  |  |  | Requirements for | Requirements for | QSA (Section 5.9)
[11 empty] | Status Change INA-to-PLN | Site Control | [6 empty] | Proceed Provided |  |  |  | Inclusion in Planning | Inclusion in Planning | Prerequisites
[23 empty] | Models | Models
22INR0605 | Camino Santiago Solar | SS Completed, FIS Started, No IA | Karol Solar I | 3704 BELL_E_5 345kV | Milam | SOUTH | 2025-07-31 | SOL | PV | 180.55 | FIS Request | 2023-02-08 | 44806 | 44895 |  |  |  | No |  |  | Not Required
23INR0403 | Connolly Storage | SS Completed, FIS Completed, No IA | BT Connolly Storage, LLC | Tap 138kV 1568 Allison – 11568 Flatwood | Wise | NORTH | 2024-08-15 | OTH | BA | 203 | Status Change INA-to-PLN | 2021-10-27 | 44496 | 44559 | 2022-12-16 | No |  | No |  |  | Not Required
23INR0420 | Neal Solar II | SS Completed, FIS Started, No IA | Neal Solar, LLC | Tap 345kV 44000 WA Parish - 5915 South Texas Project CKT#39 | Wharton | SOUTH | 2024-10-31 | SOL | PV | 214 | FIS Request | 2022-08-30 | 44515 | 44603 |  |  |  | No | Not Required | Not Required | Not Required
24INR0282 | Royal River BESS | SS Completed, FIS Started, No IA | Royal River LLC | Tap 138kV 42110 Angleton - 43381 West Columbia | Brazoria | COASTAL | 2024-12-01 | OTH | BA | 307.1 | FIS Request | 2023-02-08 | 44650 | 44739 |  |  |  | No |  |  | Not Required
24INR0381 | Alexandrite Storage | SS Completed, FIS Started, No IA | Johnson Energy Storage, LLC | Santa Rosa (S_SNROSA4A) 138/XX KV Substation (Bus #8359) | Cameron | COASTAL | 2024-06-01 | OTH | BA | 203 | Status Change INA-to-PLN | 2022-06-20 | 44739 | 44826 |  |  |  | No |  |  | Not Required
24INR0446 | ASD Gongora Hill TX Storage | SS Started, FIS Started, No IA | AMP Solar Development, Inc. | Tap 138kV 8796 Roma – 7870 Escobares | Starr | SOUTH | 2024-10-31 | OTH | BA | 201.45 | FIS Request |  | 44984 |  |  |  |  | No |  |  | Not Required
24INR0477 | Barrett Solar | SS Started, FIS Started, No IA | BT Barrett Solar, LLC | Tap 6869 SNYPT_RC - 6871 LNOK_RC 138kV line | Rains | NORTH | 2024-12-31 | SOL | PV | 127.5 | FIS Request | 2022-11-30 | 44984 |  |  |  |  | No |  |  | Not Required
24INR0488 | Forts Trail BESS 2 | SS Started, FIS Started, No IA | JC Central Bluff, LLC | 11406 Central Bluff Switch 345 kV | Taylor | WEST | 2024-12-30 | OTH | BA | 201.2 | FIS Request | 2023-02-15 | 44977 |  |  |  |  | No |  |  | Not Required
24INR0491 | Gunnar BESS | SS Started, FIS Started, No IA | BRP Blue Topaz 6, LLC | 8029 CLOSNER4A 138kV | Hidalgo | SOUTH | 2024-09-11 | OTH | BA | 203 | FIS Request | 2023-02-01 | 44966 |  |  |  |  | No |  |  | Not Required
24INR0508 | White Oak King Wind | SS Started, FIS Started, No IA | White Oak Energy, LLC | To 345 kV Gauss ( Bus # 60701) | King | WEST | 2024-11-01 | WIN | WT | 606.5 | FIS Request | 2023-01-06 | [5 empty] | No |  |  | Not Required
24INR0514 | Rogers Draw BESS | SS Started, FIS Started, No IA | Rocky Mountain Energy Development, LLC | 7751 Headwaters substation 138kV | Gillespie | SOUTH | 2024-12-31 | OTH | BA | 145.55 | Status Change INA-to-PLN | 2023-01-10 | 44929 |  |  |  |  | No |  |  | Not Required
25INR0140 | Seragio BESS | SS Completed, FIS Started, No IA | Seragio BESS, LLC | 11140 ECTRCNTYN_8 138kV | Ector | WEST | 2025-09-01 | OTH | BA | 202.65 | FIS Request | 2022-12-27 | 44819 | 44908 |  |  |  | No |  |  | Not Required
25INR0141 | Fairgreen BESS | SS Completed, FIS Started, No IA | Fairgreen BESS, LLC | Tap 138kV 1322 BIGSPRIG_8 - 11351 HILLCREST_8 | Howard | WEST | 2025-08-01 | OTH | BA | 202.65 | FIS Request | 2023-02-01 | 44819 | 44908 |  |  |  | No |  |  | Not Required
25INR0159 | Mallard II BESS | SS Completed, FIS Started, No IA | North Texas Energy Storage LLC | 818 Olinger 138kV | Collin | NORTH | 2026-12-01 | OTH | BA | 101.76 | FIS Request | 2023-02-27 | 44819 | 44909 |  |  |  | No |  |  | Not Required
25INR0163 | Amelia Dairy Solar | SS Started, FIS Started, No IA | Amelia Dairy Solar LLC | 48566 Winnsboro 138 kV | Wood | NORTH | 2025-11-25 | SOL | PV | 94.11 | FIS Request | 2022-11-18 | [5 empty] | No |  |  | Not Required
25INR0184 | Legato BESS | SS Completed, FIS Started, No IA | Legato Storage, LLC | Crafton Substation (#608) | Wise | NORTH | 2025-07-01 | OTH | BA | 202.65 | FIS Request | 2023-01-20 | 44831 | 44916 |  |  |  | No |  |  | Not Required
25INR0185 | Sonata BESS | SS Completed, FIS Started, No IA | Sonata Storage, LLC | LCRA Altair Substation (BUS#78106) | Colorado | SOUTH | 2025-07-01 | OTH | BA | 83.86 | FIS Request | 2023-02-10 | 44831 | 44917 |  |  |  | No |  |  | Not Required
25INR0190 | Fortissimo BESS | SS Completed, FIS Started, No IA | Fortissimo BESS, LCC | Dyemound 138kV (Bus#741) | Montague | NORTH | 2025-07-01 | OTH | BA | 202.65 | FIS Request | 2023-02-28 | 44852 | 44939 |  |  |  | No |  |  | Not Required
25INR0196 | Inadale Solar | SS Started, FIS Started, No IA | Inadale Solar, LLC | 11048 Tonkawa Substation 345kV | Scurry | WEST | 2025-12-31 | SOL | PV | 281.03 | FIS Request | 2023-02-17 | 44977 |  |  |  |  | No |  |  | Not Required
25INR0197 | Inadale BESS | SS Started, FIS Started, No IA | Inadale BESS, LLC | 11048 Tonkawa Substation 345kV | Scurry | WEST | 2025-12-31 | OTH | BA | 281.06 | FIS Request | 2023-02-17 | 44977 |  |  |  |  | No |  |  | Not Required
25INR0210 | Fox Run Energy Storage | SS Started, FIS Started, No IA | Fox Run Energy Project, LLC | Kirchhoff Substation (PTI#60704) | Jones | WEST | 2025-02-01 | OTH | BA | 301.36 | FIS Request | 2023-02-15 | 44977 |  |  |  |  | No |  |  | Not Required
25INR0246 | VALDIVIAN SOLAR | SS Started, FIS Started, No IA | Abei Energy Green III LLC | 138kV 1816 Commerce Switch - 1809 Wolf City | Hunt | NORTH | 2025-11-27 | SOL | PV | 74.77 | FIS Request | 2022-11-17 | 44984 |  |  |  |  | No |  |  | Not Required
25INR0290 | OCI SunShiner Solar | SS Started, FIS Started, No IA | OCI SunShiner LLC | 8672 LaPryor2A 69kV | Zavala | SOUTH | 2025-06-01 | SOL | PV | 130 | FIS Request | 2023-02-15 | 44977 |  |  |  |  | No |  |  | Not Required
25INR0319 | Northington Solar | SS Started, FIS Started, No IA | Northington Solar, LLC | The 138 kV El Campo (#8102) - Pulsar (#8192) Line; AEP. | Wharton | SOUTH | 2025-12-31 | SOL | PV | 129.81 | FIS Request | 2023-02-17 | 44977 |  |  |  |  | No |  |  | Not Required
25INR0330 | Clutch City Solar II SLF | SS Started, FIS Started, No IA | HZ SOLAR I, LLC | tap 138kV 42960 Mustang Bayou – 42100 Hudson CKT#04 | Galveston | HOUSTON | 2025-12-01 | SOL | PV | 251.4 | FIS Request | 2023-02-17 | 44977 |  |  |  |  | No |  |  | Not Required
25INR0331 | Buffalo Meadow Solar | SS Started, FIS Started, No IA | Buffalo Meadow Solar Project LLC | Tap Jack Creek (975) - Twin Oak (3400) 345kV line | Robertson | NORTH | 2025-09-25 | SOL | PV | 251.09 | FIS Request | 2023-02-15 | 44984 |  |  |  |  | No |  |  | Not Required
25INR0332 | Clutch City Storage II SLF | SS Started, FIS Started, No IA | HZ SOLAR I, LLC | tap 138kV 42960 Mustang Bayou – 42100 Hudson CKT# 04 | Brazoria | COASTAL | 2025-12-01 | OTH | BA | 11.3 | FIS Request | 2023-02-17 | 44977 |  |  |  |  | No |  |  | Not Required
25INR0338 | Les Energy Storage | SS Started, FIS Started, No IA | Rocky Mountain Energy Development, LLC | 1326 Stanton East Substation 138 kV | Martin | WEST | 2026-02-16 | OTH | BA | 201.05 | FIS Request | 2023-02-23 | 44966 |  |  |  |  | No |  |  | Not Required
25INR0339 | Fort Concho Energy storage | SS Started, FIS Started, No IA | Rocky Mountain Energy Development, LLC | Tap 138 kV #76320 Schkade - #76011 Twin Buttes Line; LCRA | Tom Green | WEST | 2026-02-16 | OTH | BA | 251.15 | FIS Request | 2023-02-23 | 44956 |  |  |  |  | No |  |  | Not Required
25INR0363 | Emerald Hill Energy Storage | SS Started, FIS Started, No IA | Emerald Hill Energy Storage LLC | Desoto Switch (2431) - Cedar Hill Switch (2420) 345kV Line | Dallas | NORTH | 2026-06-01 | OTH | BA | 263.2 | FIS Request | 2023-02-23 | 44984 |  |  |  |  | No |  |  | Not Required
26INR0033 | Fairway Storage | SS Completed, FIS Started, No IA | HQC Solar Holdings 1, LLC | Tap 138kV 3503 FAIRWPOD_8 - 3504 FAIRW_NO_8 | Freestone | NORTH | 2026-04-30 | OTH | BA | 121.03 | FIS Request | 2023-02-17 | 44872 | 44961 |  |  |  | No |  |  | Not Required
26INR0068 | Charro Creek Solar 1 SLF | SS Started, FIS Started, No IA | Charro Creek Solar LLC | Tap 345kV 5725 PAWNEESW5 - 8164 COLETO7A | Karnes | SOUTH | 2026-05-31 | SOL | PV | 203 | FIS Request | 2023-01-23 | 44956 |  |  |  |  | No |  |  | Not Required
26INR0069 | Charro Creek Storage 1 SLF | SS Started, FIS Started, No IA | Charro Creek Solar LLC | Tap 345kV 5725 PAWNEESW5 - 8164 COLETO7A | Karnes | SOUTH | 2026-05-31 | OTH | BA | 102 | FIS Request | 2023-02-27 | [5 empty] | No |  |  | Not Required
26INR0070 | Charro Creek Solar 2 SLF | SS Started, FIS Started, No IA | Charro Creek Solar LLC | Tap 345kV 5725 PAWNEESW5 - 8164 COLETO7A | Karnes | SOUTH | 2026-05-31 | SOL | PV | 203 | FIS Request | 2023-02-27 | [5 empty] | No |  |  | Not Required
26INR0071 | Charro Creek Storage 2 SLF | SS Started, FIS Started, No IA | Charro Creek Solar LLC | Tap 345kV 5725 PAWNEESW5 - 8164 COLETO7A | Karnes | SOUTH | 2026-05-31 | OTH | BA | 102 | FIS Request | 2023-02-27 | [5 empty] | No |  |  | Not Required
26INR0072 | Charro Creek Solar 3 SLF | SS Started, FIS Started, No IA | Charro Creek Solar LLC | Tap on PAWNEESW5 (#5725) - COLETO7A (#8164) Line | Karnes | SOUTH | 2026-05-31 | SOL | PV | 203 | FIS Request | 2023-02-27 | [5 empty] | No |  |  | Not Required
26INR0073 | Charro Creek Storage 3 SLF | SS Started, FIS Started, No IA | Charro Creek Solar LLC | Tap 345kV 5725 PAWNEESW5 - 8164 COLETO7A | Karnes | SOUTH | 2026-05-31 | OTH | BA | 0 | FIS Request | 2023-01-23 | 44956 |  |  |  |  | No |  |  | Not Required
New Projects added in March 2023 | [10 empty] | Changes from Last Report | GIM Project Milestone Dates
INR | Project Name | GIM Study Phase | Interconnecting Entity | POI Location | County | CDR Reporting Zone | Projected COD | Fuel | Technology | Capacity (MW) |  |  | Screening Study Started | Screening Study Complete | FIS Requested | FIS Approved | Economic Study Required | IA Signed |  | Air Permit | GHG Permit | Water Availability | Meets Planning | Meets All Planning |  | Construction Start | Construction End | Approved for Energization | Approved for Synchronization | Comment
[11 empty] | Change indicators: Proj Name, MW | Approval Date for | [6 empty] | Financial Security |  |  |  | Guide Section 6.9(1) | Guide Section 6.9 | Meets Planning Guide
[11 empty] | Size, COD, SFS/NtP, FIS Request, | Submission of Proof of | [6 empty] | and Notice to |  |  |  | Requirements for | Requirements for | QSA (Section 5.9)
[11 empty] | Status Change INA-to-PLN | Site Control | [6 empty] | Proceed Provided |  |  |  | Inclusion in Planning | Inclusion in Planning | Prerequisites
[23 empty] | Models | Models
22INR0209 | Felix North Solar | SS Completed, FIS Started, No IA | Crescent Solar, LLC | 6101 Riley 345kV | Wilbarger | WEST | 2023-12-26 | SOL | PV | 250 | Status Change INA-to-PLN | 2019-09-23 | 2019-01-17 | 2019-04-02 | 2019-09-20 |  |  |  | No | Not Required | Not Required | Not Required
23INR0089 | Donegal Solar | SS Completed, FIS Started, IA | HE-Cottonwood Solar LLC | 59904 Cottonwood 345kV | Dickens | PANHANDLE | 2024-11-30 | SOL | PV | 204.2 | Status Change INA-to-PLN | 2020-10-08 | 2020-10-07 | 2020-12-28 | 2020-09-11 |  |  | 2022-07-25 | No |  |  | Not Required
23INR0211 | Rosscommon Solar | SS Completed, FIS Started, No IA | Roscsol, LLC | tap 138kV 1691 Valley Switch - 1776 Paris Switch | Lamar | NORTH | 2025-03-07 | SOL | PV | 91 | Status Change INA-to-PLN | 2021-01-30 | 2021-03-01 | 2021-05-13 | 2021-02-01 |  |  |  | No |  |  | Not Required
23INR0350 | Fort Duncan BESS | SS Completed, FIS Started, IA | Fort Duncan BESS LLC | 78015 Rosita Creek 138kV | Maverick | SOUTH | 2025-01-31 | OTH | BA | 106.15 | Status Change INA-to-PLN | 2021-08-09 | 2021-08-17 | 2021-11-05 | 2021-08-16 |  |  | 2022-12-12 | No | Not Required | Not Required | Not Required
23INR0422 | Masroor Storage | SS Completed, FIS Started, No IA | Masroor Energy Storage LLC | Bus #1760 Bonham 138kV | Fannin | NORTH | 2024-05-31 | OTH | BA | 203 | Status Change INA-to-PLN | 2021-11-16 | 2021-11-16 | 2022-02-12 | 2021-11-16 |  |  |  | No |  |  | Not Required
23INR0561 | Cascabel Wind 2 | SS Started, FIS Started, No IA | Vaquero Wind Energy, LLC | 345 kV Rapido Substation (New ETT Substation) tapping the existing 345 kV Line from CENIZO7C (#80225) to DELSOL7C (#80307). | Zapata | SOUTH | 2024-02-28 | WIN | WT | 197.75 | FIS Request | 2023-03-08 | 2023-03-13 |  | 2023-02-15 |  |  |  | No |  |  | Not Required
24INR0331 | Chisme Storage | SS Started, FIS Started, No IA | Blue Heron Solar, LLC | Tap 345 kV 1444 BROWN SWITCH - 3424 BUCKHORN SWITCH | Brown | NORTH | 2026-02-20 | OTH | BA | 140 | Status Change INA-to-PLN | 2023-01-11 | 2023-01-17 |  | 2023-01-11 |  |  |  | No |  |  | Not Required
24INR0424 | Cascabel Wind 1 | SS Started, FIS Started, No IA | Vaquero Wind Energy, LLC | 345 kV Rapido Substation (New ETT Substation) tapping the existing 345 kV Line from CENIZO7C (#80225) to DELSOL7C (#80307) | Zapata | SOUTH | 2024-02-28 | WIN | WT | 197.75 | FIS Request | 2023-03-08 | 2023-03-13 |  | 2023-02-15 |  |  |  | No |  |  | Not Required
24INR0432 | HGP Pacesetter BESS | SS Completed, FIS Started, No IA | HGP Storage, LLC | 2431 DESSW1_5 345kV | Dallas | NORTH | 2026-04-01 | OTH | BA | 200 | FIS Request | 2023-03-08 | 2022-09-15 | 2022-12-13 |  |  |  |  | No |  |  | Not Required
24INR0475 | DOS RIOS SOLAR SLF | SS Completed, FIS Started, No IA | DOS RIOS SOLAR, LLC | TAP 69 KV 61 BRANCHVILLE -- 65 SILVER CITY | Milam | SOUTH | 2025-10-22 | SOL | PV | 120.6 | FIS Request | 2023-03-29 | 2022-11-15 | 2023-02-11 |  |  |  |  | No |  |  | Not Required
24INR0476 | DOS RIOS ENERGY STORAGE SLF | SS Completed, FIS Started, No IA | DOS RIOS SOLAR, LLC | TAP 69 KV 61 BRANCHVILLE -- 65 SILVER CITY | Milam | SOUTH | 2025-10-22 | OTH | BA | 0 | FIS Request | 2023-03-29 | 2022-11-15 | 2023-02-11 |  |  |  |  | No |  |  | Not Required
24INR0528 | Blanquilla BESS | SS Started, FIS Started, No IA | Blanquilla BESS | Tap 138kV 8452 LON_HILL4A - 8441 NUECES_B4A Line is owned by LCRA TSC | Nueces | COASTAL | 2024-12-11 | OTH | BA | 200 | FIS Request | 2023-03-14 | 2023-02-09 | [5 empty] | No |  |  | Not Required
24INR0544 | Wetzel BESS | SS Started, FIS Started, No IA | Brown ESS, LLC | 1654 Zephyr Substation 138kV | Brown | NORTH | 2024-06-13 | OTH | BA | 187.1 | FIS Request | 2023-03-14 | 2023-03-27 |  | 2023-03-15 |  |  |  | No |  |  | Not Required
25INR0093 | Dark Lark Solar | SS Completed, FIS Started, No IA | 209MC 8me LLC | Tap 345kV 3116 Mt Enterprise - 3124 Trinidad SES | Henderson | NORTH | 2026-05-09 | SOL | PV | 198 | FIS Request | 2023-03-16 | 2022-06-02 | 2022-08-29 |  |  |  |  | No |  |  | Not Required
25INR0094 | Brittlebush Solar | SS Completed, FIS Started, No IA | 210MS 8me LLC | Tap 345kV 3109 Stryker Creek - 3123 Trinidad SES | Henderson | NORTH | 2026-05-09 | SOL | PV | 412 | FIS Request | 2023-03-13 | 2022-06-02 | 2022-08-29 |  |  |  |  | No |  |  | Not Required
25INR0095 | Brittlebush BESS | SS Completed, FIS Started, No IA | 210MS 8me LLC | Tap 345kV 3109 Stryker Creek - 3123 Trinidad SES | Henderson | NORTH | 2026-05-09 | OTH | BA | 500 | FIS Request | 2023-03-13 | 2022-06-02 | 2022-08-29 |  |  |  |  | No |  |  | Not Required
25INR0096 | Dark Lark BESS | SS Completed, FIS Started, No IA | 209MC 8me LLC | Tap 345kV 3116 Mt Enterprise - 3124 Trinidad SES | Henderson | NORTH | 2026-05-09 | OTH | BA | 500 | FIS Request | 2023-03-16 | 2022-06-02 | 2022-08-29 |  |  |  |  | No |  |  | Not Required
25INR0129 | Demeter Solar | SS Completed, FIS Started, No IA | Demeter Solar, LLC | Transmission Line (From Bus #7224 LULING- To Bus #7216 LOCKHART) | Caldwell | SOUTH | 2025-12-31 | SOL | PV | 88 | FIS Request | 2023-03-17 | 2022-08-05 | 2022-11-01 |  |  |  |  | No |  |  | Not Required
25INR0130 | Demeter Storage | SS Completed, FIS Started, No IA | Demeter Solar, LLC | Tapping the Transmission Line (From Bus #7224 LULING - Bus #7216 LOCKHART) | Caldwell | SOUTH | 2025-12-31 | OTH | BA | 65 | FIS Request | 2023-03-17 | 2022-08-05 | 2022-11-01 |  |  |  |  | No |  |  | Not Required
25INR0166 | Padrino Solar | SS Completed, FIS Started, No IA | Hill Solar II, LLC | Tap 345kV Sam Switch (#68090) - Venus Switch (#1907) | Hill | NORTH | 2025-06-01 | SOL | PV | 200 | FIS Request | 2023-03-17 | 2022-09-15 | 2022-12-13 |  |  |  |  | No |  |  | Not Required
25INR0167 | Padrino BESS | SS Completed, FIS Started, No IA | Hill Solar II, LLC | tap 345kV 68090 Sam Switch - 1907 Venus | Hill | NORTH | 2025-06-01 | OTH | BA | 101.5 | FIS Request | 2023-03-17 | 2022-09-15 | 2022-12-13 |  |  |  |  | No |  |  | Not Required
25INR0168 | Piedra Solar | SS Completed, FIS Started, No IA | Piedra Solar, LLC | Tap 345-kV line Navarro (68091) – Limestone (46020)) | Freestone | NORTH | 2025-06-01 | SOL | PV | 305.5 | FIS Request | 2023-03-09 | 2022-09-02 | 2022-11-30 |  |  |  |  | No |  |  | Not Required
25INR0169 | Piedra BESS | SS Completed, FIS Started, No IA | Piedra Solar, LLC | Tap 345-kV line Navarro (68091) – Limestone (46020) | Freestone | NORTH | 2025-06-01 | OTH | BA | 101.5 | FIS Request | 2023-03-08 | 2022-09-02 | 2022-11-30 |  |  |  |  | No |  |  | Not Required
25INR0214 | Burgos Solar | SS Completed, FIS Started, No IA | Karol Solar II | Tap 138kV 3659 THORNDALE NORTH - 3701 ROOKIE_8 | Milam | SOUTH | 2025-07-31 | SOL | PV | 95.49 | FIS Request | 2023-03-17 | 2022-10-18 | 2023-01-13 |  |  |  |  | No |  |  | Not Required
25INR0235 | Austin Bayou Storage I | SS Started, FIS Started, No IA | Austin Bayou Solar, LLC | Tap 345kV 42500 DOW CHEMICAL - 43035 OASIS CKT#18 | Brazoria | COASTAL | 2025-02-04 | OTH | BA | 150.68 | FIS Request | 2023-03-02 | 2023-03-08 |  | 2023-02-23 |  |  |  | No |  |  | Not Required
25INR0236 | Austin Bayou Storage II | SS Started, FIS Started, No IA | Austin Bayou Solar, LLC | Tap 345kV 42500 DOW CHEMICAL - 43035 OASIS CKT#18 | Brazoria | COASTAL | 2025-02-04 | OTH | BA | 150.68 | FIS Request | 2023-03-02 | 2023-03-08 |  | 2023-02-23 |  |  |  | No |  |  | Not Required
25INR0237 | Austin Bayou Storage III | SS Started, FIS Started, No IA | Austin Bayou Solar, LLC | Tap 345kV 42500 DOW CHEMICAL - 43035 OASIS CKT#18 | Brazoria | COASTAL | 2025-02-04 | OTH | BA | 150.68 | FIS Request | 2023-03-02 | 2023-03-08 |  | 2023-02-23 |  |  |  | No |  |  | Not Required
25INR0297 | RIVERBEND SOLAR SLF | SS Started, FIS Started, No IA | Riverbend Renewables, LLC | TAP 345 KV LINE FROM TRADINGHOUSE (#3405) TO TEMPLE PECAN CREEK (#3412) SUBSTATIONS | Falls | NORTH | 2025-11-30 | SOL | PV | 304.7 | FIS Request | 2023-02-13 | 2023-03-08 |  | 2023-03-03 |  |  |  | No |  |  | Not Required
25INR0300 | Wizard BESS | SS Started, FIS Started, No IA | Rocky Mountain Energy Holdings, LLC | To the 138 kV League City Substation (#38920) | Galveston | HOUSTON | 2025-04-29 | OTH | BA | 150.58 | FIS Request | 2023-03-14 | 2023-03-27 |  | 2023-03-15 |  |  |  | No |  |  | Not Required
25INR0304 | XE Flying Kite Solar | SS Started, FIS Started, No IA | FLYING KITE SOLAR LLC | Tap the 69kV La Pryor (#8672) - Uvalde (#8231) Line; AEP | Zavala | SOUTH | 2025-06-30 | SOL | PV | 80.38 | FIS Request | 2023-03-31 |  |  | 2023-03-17 |  |  |  | No |  |  | Not Required
25INR0310 | IEP Blackhawk | SS Started, FIS Started, No IA | IEP Texas Verde II, llc | 38740 Heights Substation 138kV | Galveston | HOUSTON | 2025-01-01 | OTH | BA | 100 | FIS Request |  |  |  | 2023-03-08 |  |  |  | No |  |  | Not Required
25INR0311 | RIVERBEND STORAGE SLF | SS Started, FIS Started, No IA | Riverbend Renewables, LLC | TAP 345 KV LINE FROM TRADINGHOUSE (#3405) TO TEMPLE PECAN CREEK (#3412) SUBSTATIONS | Falls | NORTH | 2025-11-30 | OTH | BA | 0 | FIS Request | 2023-02-13 | 2023-03-08 |  | 2023-03-03 |  |  |  | No |  |  | Not Required
25INR0313 | Staked Plains BESS | SS Started, FIS Started, No IA | Grand Reserve Energy, LLC | Dunbar 345 kV Substation (LP&L) - Bus Number 59178 | Lubbock | PANHANDLE | 2025-06-30 | OTH | BA | 254.8 | FIS Request | 2023-02-17 | 2023-03-13 |  | 2023-03-02 |  |  |  | No |  |  | Not Required
25INR0315 | Grace Bear Solar | SS Started, FIS Started, No IA | Industrial India Project LLC | Pintail 138kV, PINTAIL_8 Bus#3692 | Williamson | SOUTH | 2026-05-31 | SOL | PV | 101.12 | FIS Request | 2023-03-31 |  |  | 2023-03-17 |  |  |  | No |  |  | Not Required
25INR0320 | Normangee Solar | SS Started, FIS Started, No IA | Normangee Solar LLC | Tapping 345kV line from Jewett (JEWETT_S5: #3390) to Singleton (SINGLTN_B345: #44645) | Leon | NORTH | 2026-02-15 | SOL | PV | 120.68 | FIS Request | 2023-03-08 | 2023-03-13 |  | 2023-02-13 |  |  |  | No | Not Required | Not Required | Not Required
25INR0329 | Project Lynx BESS | SS Started, FIS Started, No IA | GIGA TEXAS ENERGY LLC | 138 KV Line Kingsville- LYNX4A 60400 | Nueces | COASTAL | 2025-06-28 | OTH | BA | 131.05 | FIS Request | 2023-03-02 | 2023-03-08 |  | 2023-03-01 |  |  |  | No |  |  | Not Required
25INR0335 | Jaguarundi Solar | SS Started, FIS Started, No IA | Jaguarundi Solar, LLC | NAVY KICKAPOO SWITCH (NAVYKSS1_8 #1472) | Archer | WEST | 2025-07-01 | SOL | PV | 90.29 | FIS Request | 2023-03-21 | 2023-03-27 |  | 2023-03-16 |  |  |  | No |  |  | Not Required
25INR0336 | Jaguarundi Storage | SS Started, FIS Started, No IA | Jaguarundi Solar, LLC | NAVY KICKAPOO SWITCH (NAVYKSS1_8 #1472) | Archer | WEST | 2025-07-01 | OTH | BA | 91.09 | FIS Request | 2023-03-21 | 2023-03-27 |  | 2023-03-16 |  |  |  | No |  |  | Not Required
25INR0346 | Cado Storage | SS Started, FIS Started, No IA | Cado Storage, LLC | 5417 STREICH RD 138 kV | Bexar | SOUTH | 2025-10-28 | OTH | BA | 201.2 | FIS Request | 2023-03-10 | 2023-03-13 |  | 2023-03-07 |  |  |  | No |  |  | Not Required
25INR0361 | Wallie Storage | SS Started, FIS Started, No IA | Wallie Storage, LLC | 138 kV Leatherwood POD (Bus# 11324) | Howard | WEST | 2025-04-01 | OTH | BA | 201.08 | FIS Request | 2023-03-16 | 2023-03-27 |  | 2023-03-02 |  |  |  | No |  |  | Not Required
25INR0368 | Echols Creek Solar | SS Started, FIS Started, No IA | BT Ferguson Solar, LLC | Tap 138kV Lamar Blossom Tap (Bus #11770) - Paris Switch (Bus #1693) CKT#2 | Lamar | NORTH | 2025-12-09 | SOL | PV | 203.5 | FIS Request | 2023-03-17 |  |  | 2023-03-22 |  |  |  | No |  |  | Not Required
25INR0369 | Echols Creek Storage | SS Started, FIS Started, No IA | BT Ferguson Solar, LLC | Tap 138kV Lamar Blossom (Bus #11770) - Paris Switch (Bus #1693) CKT#2 | Lamar | NORTH | 2025-12-09 | OTH | BA | 102 | FIS Request | 2023-03-17 |  |  | 2023-03-22 |  |  |  | No |  |  | Not Required
25INR0370 | Willis Storage | SS Started, FIS Started, No IA | BT Willis Storage, LLC | 3172 Emory Node 138kV | Rains | NORTH | 2025-12-31 | OTH | BA | 178 | FIS Request | 2023-03-03 | 2023-03-27 |  | 2023-03-13 |  |  |  | No |  |  | Not Required
25INR0371 | Siddiqi Storage | SS Started, FIS Started, No IA | BT Siddiqi Storage, LLC | 1819 Oncor Commerce 138kV | Hunt | NORTH | 2025-12-31 | OTH | BA | 178 | FIS Request | 2023-03-10 | 2023-03-13 |  | 2023-03-06 |  |  |  | No |  |  | Not Required
25INR0372 | Elan BESS | SS Started, FIS Started, No IA | Elan BESS, LLC | 42380 Needville 138kV | Fort Bend | HOUSTON | 2025-12-31 | OTH | BA | 202.65 | FIS Request | 2023-03-01 | 2023-03-08 |  | 2023-02-15 |  |  |  | No |  |  | Not Required
25INR0374 | Meridian BESS | SS Started, FIS Started, No IA | Navitas Energy- Meredian BESS | 319 Meridian 69 KV | Bosque | NORTH | 2025-05-01 | OTH | BA | 31.23 | FIS Request | 2023-03-10 | 2023-03-13 |  | 2023-03-10 |  |  |  | No |  |  | Not Required
25INR0375 | NavBoot BESS | SS Started, FIS Started, No IA | 1242 Mckinzie Owner | 8858 MCKENZIE4A 138kV | Nueces | COASTAL | 2025-06-01 | OTH | BA | 303.7 | FIS Request | 2023-03-10 | 2023-03-13 |  | 2023-03-10 |  |  |  | No |  |  | Not Required
25INR0381 | Homestead BESS | SS Started, FIS Started, No IA | Homestead Power LLC | 118 BARTLETT 69kV | Bell | NORTH | 2024-12-15 | OTH | BA | 75.8 | FIS Request | 2023-03-10 | 2023-03-13 |  | 2023-03-08 |  |  |  | No |  |  | Not Required
25INR0389 | Stoneridge BESS | SS Started, FIS Started, No IA | Stoneridge Solar, LLC | Tap 345 kV 13429 SANDOW SWITCH - 7040 AUSTROP CKT 1 | Milam | SOUTH | 2025-02-04 | OTH | BA | 105.64 | FIS Request | 2023-03-09 | 2023-03-13 |  | 2023-03-09 |  |  |  | No |  |  | Not Required
25INR0391 | Purple Sage BESS 1 | SS Started, FIS Started, No IA | Purple Sage, LLC | Anna 345 kV Bus# 2373. | Collin | NORTH | 2025-05-01 | OTH | BA | 150 | FIS Request | 2023-03-07 | 2023-03-08 |  | 2023-03-07 |  |  |  | No |  |  | Not Required
25INR0392 | Purple Sage BESS 2 | SS Started, FIS Started, No IA | Purple Sage, LLC | Anna 345 kV Bus# 2373 | Collin | NORTH | 2025-05-01 | OTH | BA | 150 | FIS Request | 2023-03-07 | 2023-03-08 |  | 2023-03-07 |  |  |  | No |  |  | Not Required
25INR0420 | SMT Houston BESS | SS Started, FIS Started, No IA | SMT Houston | 45640 Aldine Substation 138kV | Harris | HOUSTON | 2025-09-29 | OTH | BA | 233.4 | FIS Request | 2023-03-31 |  |  | 2023-03-28 |  |  |  | No |  |  | Not Required
26INR0035 | Country Haven Energy Storage | SS Started, FIS Started, No IA | 174 Power Global Properties, LLC | 138 kV Lone Oak substation (Bus #6871) | Rains | NORTH | 2026-06-15 | OTH | BA | 72.05 | FIS Request | 2023-03-08 | 2023-03-13 |  | 2023-02-16 |  |  |  | No |  |  | Not Required
26INR0042 | Valhalla Solar | SS Started, FIS Started, No IA | Industrial Papa Project LLC | 42215 Copper Substation 138 kV | Brazoria | COASTAL | 2026-05-31 | SOL | PV | 305.2 | FIS Request | 2023-03-08 | 2023-03-09 |  | 2023-03-08 |  |  |  | No |  |  | Not Required
26INR0076 | Matias Solar | SS Started, FIS Started, No IA | Industrial Bravo Project II LLC | 8114 Conoco 138kV | Matagorda | COASTAL | 2026-05-31 | SOL | PV | 152.3 | FIS Request | 2023-03-07 | 2023-03-13 |  | 2023-03-08 |  |  |  | No |  |  | Not Required
26INR0083 | Zeppelin Energy Storage | SS Started, FIS Started, No IA | Rocky Mountain Energy Development, LLC | Tap 138kV 6447 San Angelo PaulAnn - 6464 San Angelo North | Tom Green | WEST | 2026-02-16 | OTH | BA | 160.73 | FIS Request | 2023-03-08 | 2023-01-30 | [5 empty] | No |  |  | Not Required
26INR0106 | Upstream BESS | SS Started, FIS Started, No IA | Upstream Storage LLC | 1902 Johnson Switch | Johnson | NORTH | 2025-05-31 | OTH | BA | 464 | FIS Request | 2023-03-20 | 2023-03-27 |  | 2023-03-14 |  |  |  | No |  |  | Not Required
27INR0002 | Puerto Del Sol 2 | SS Completed, FIS Started, No IA | PUERTO DEL SOL, LLC | Tap 345kV 79500 Palmito - 79501 King Fisher Ckt 1 | Cameron | COASTAL | 2027-12-31 | SOL | PV | 214.62 | FIS Request | 2023-03-28 | 2022-05-16 | 2022-08-13 |  |  |  |  | No |  |  | Not Required
27INR0014 | Kit Fox Storage | SS Started, FIS Started, No IA | Kit Fox Storage, LLC | 6842 WALTON 138KV | Henderson | NORTH | 2027-07-01 | OTH | BA | 153.6 | FIS Request | 2023-03-08 | 2023-03-13 |  | 2023-03-10 |  |  |  | No |  |  | Not Required
27INR0015 | Cumbia Energy Center | SS Started, FIS Started, No IA | Mission Clean Energy LLC | Westside Bulk 138kV substation, owned by AEP Texas Central Co., bus number #8485 | Nueces | COASTAL | 2026-12-31 | OTH | BA | 200 | FIS Request | 2023-03-20 | 2023-03-27 |  | 2023-03-21 |  |  |  | No |  |  | Not Required
27INR0019 | Prairie Switch PV1 | SS Started, FIS Started, No IA | FRESH AIR ENERGY II, LLC | 5546 DANEVANG SWITCHING STATION 138kV | Wharton | SOUTH | 2027-09-01 | SOL | PV | 238.68 | FIS Request | 2023-03-14 | 2023-03-27 |  | 2023-03-23 |  |  |  | No |  |  | Not Required
27INR0020 | SCOTT CROSSING PV1 | SS Started, FIS Started, No IA | FRESH AIR ENERGY II, LLC | Bus # 6161 Paint Creek substation 138kV 0.5 miles south of site | Haskell | WEST | 2027-09-01 | SOL | PV | 350 | FIS Request | 2023-03-14 | 2023-03-27 |  | 2023-03-13 |  |  |  | No |  |  | Not Required
27INR0022 | Panhandle Flagship Solar 1 | SS Started, FIS Started, No IA | Panhandle Solar Group Operating Company LLC | 345 kV Railhead Substation (RAILHEAD #79005) | Carson | PANHANDLE | 2027-12-01 | SOL | PV | 443.7 | FIS Request | 2023-03-09 | 2023-03-13 |  | 2023-02-23 |  |  |  | No |  |  | Not Required
27INR0023 | Panhandle Flagship Solar 2 | SS Started, FIS Started, No IA | Panhandle Solar Group Operating Company LLC | 345 kV Railhead Substation (RAILHEAD #79005). Station 2 (27INR0023) connects to Station 1 (27INR0022 & 27INR0025) via a 4.9 mile internal tie line. Station 1 (27INR0022 & 27INR0025) connects to POIB via 22.5 mile tie-line | Hutchinson | PANHANDLE | 2027-12-01 | SOL | PV | 307.4 | FIS Request | 2023-03-09 | 2023-03-13 |  | 2023-02-23 |  |  |  | No |  |  | Not Required
27INR0024 | Panhandle Flagship Solar 3 | SS Started, FIS Started, No IA | Panhandle Solar Group Operating Company LLC | 345 kV Railhead Substation (RAILHEAD #79005).Station 3 (27INR0024) connects to Station 2 (27INR0023) via a 4.4 mile internal tie line. Station 2 connects to Station 1 (27INR0022 & 27INR0025) via a 4.9 mile internal tie line. Station 1 connects to POI | Hutchinson | PANHANDLE | 2027-12-01 | SOL | PV | 263 | FIS Request | 2023-03-09 | 2023-03-13 |  | 2023-02-23 |  |  |  | No |  |  | Not Required
27INR0025 | Panhandle Flagship Storage | SS Started, FIS Started, No IA | Panhandle Solar Group Operating Company LLC | 345 kV Railhead Substation (RAILHEAD #79005) | Carson | PANHANDLE | 2027-12-01 | OTH | BA | 352.4 | FIS Request | 2023-03-09 | 2023-03-13 |  | 2023-02-23 |  |  |  | No |  |  | Not Required
30INR0002 | Southeast Oklahoma Pumped Storage | SS Completed, FIS Started, No IA | Apex Energy Solutions, LLC | 1692 Paris Switch 345kV | Lamar | NORTH | 2030-01-01 | OTH | EN | 1232 | FIS Request | 2023-03-28 | 2022-08-05 | 2022-11-01 |  |  |  |  | No
New Projects added in April 2023 | [10 empty] | Changes from Last Report | GIM Project Milestone Dates
INR | Project Name | GIM Study Phase | Interconnecting Entity | POI Location | County | CDR Reporting Zone | Projected COD | Fuel | Technology | Capacity (MW) |  |  | Screening Study Started | Screening Study Complete | FIS Requested | FIS Approved | Economic Study Required | IA Signed |  | Air Permit | GHG Permit | Water Availability | Meets Planning | Meets All Planning |  | Construction Start | Construction End | Approved for Energization | Approved for Synchronization | Comment
[11 empty] | Change indicators: Proj Name, MW | Approval Date for | [6 empty] | Financial Security |  |  |  | Guide Section 6.9(1) | Guide Section 6.9 | Meets Planning Guide
[11 empty] | Size, COD, SFS/NtP, FIS Request, | Submission of Proof of | [6 empty] | and Notice to |  |  |  | Requirements for | Requirements for | QSA (Section 5.9)
[11 empty] | Status Change INA-to-PLN | Site Control | [6 empty] | Proceed Provided |  |  |  | Inclusion in Planning | Inclusion in Planning | Prerequisites
[23 empty] | Models | Models
19INR0055 | Monte Cristo 2 Wind | SS Completed, FIS Started, No IA | Terra-Gen | 8574 Pomelo 345kV | Hidalgo | SOUTH | 2024-12-31 | WIN | WT | 236.9 | Status Change INA-to-PLN | 2017-07-28 | 2017-04-11 | 2017-05-03 | 2017-07-28 |  |  |  | No | Not Required | Not Required | Not Required
23INR0044 | Parliament Solar | SS Completed, FIS Completed, IA | Parliament Solar LLC | Tap 345kV 44900 Zenith - 967 Gibbons Creek ckt 18 | Waller | HOUSTON | 2024-10-28 | SOL | PV | 482.69 | Status Change INA-to-PLN | 2020-08-03 | 2020-06-19 | 2020-09-08 | 2020-06-08 | 2022-07-21 | No | 2022-05-26 | No | Not Required | Not Required | Not Required
23INR0613 | Brotman U1 U2 Power Station | SS Completed, FIS Completed, IA | Brotman Generating, LLC | tap 138kV Rosharon 44600 – 44440 Manvel. CNP station -138kV Archer Station | Brazoria | COASTAL | 2024-06-21 | GAS | GT | 102 | FIS Request | 2020-10-09 | 2023-03-27 | 2023-03-27 |  | 2022-06-13 | No | 2021-10-01 | Yes | 2031-01-28 |  | 2023-03-31 | 2022-07-25 | 2022-07-25 | 2022-07-28 |  |  | 2023-03-06 | 2023-04-05
24INR0452 | Longfellow Solar I | SS Completed, FIS Started, No IA | CENTURY GAS PROCESSING, LLC | 38431 TNCENTRY1_1 138 KV | Pecos | WEST | 2024-12-31 | SOL | PV | 178.2 | FIS Request | 2023-04-26 | 2022-11-07 | 2023-02-03 |  |  |  |  | No |  |  | Not Required
24INR0453 | Longfellow BESS I | SS Completed, FIS Started, No IA | CENTURY GAS PROCESSING, LLC | 38431 TNCENTRY1_1 138 KV | Pecos | WEST | 2024-12-31 | OTH | BA | 54.99 | FIS Request | 2023-04-25 | 2022-11-07 | 2023-02-03 |  |  |  |  | No |  |  | Not Required
24INR0454 | Longfellow Solar II | SS Completed, FIS Started, No IA | CENTURY GAS PROCESSING, LLC | 38432 TNCENTRY2_1 138 KV | Pecos | WEST | 2024-12-31 | SOL | PV | 207.36 | FIS Request | 2023-04-25 | 2022-11-07 | 2023-02-03 |  |  |  |  | No |  |  | Not Required
24INR0455 | Longfellow BESS II | SS Completed, FIS Started, No IA | CENTURY GAS PROCESSING, LLC | TNCENTRY2_1 (38432) 138 KV SUBSTATION | Pecos | WEST | 2024-12-31 | OTH | BA | 105.75 | FIS Request | 2023-04-26 | 2022-11-07 | 2023-02-03 |  |  |  |  | No |  |  | Not Required
24INR0492 | Ranchero Wind Farm SLF BESS | SS Started, FIS Started, No IA | Ranchero Wind Farm LLC | 7053 Noelke 345 kV | Crockett | WEST | 2025-05-01 | OTH | BA | 0 | FIS Request | 2023-04-03 | 2023-04-07 |  | 2023-03-22 |  |  |  | No |  |  | Not Required
24INR0507 | Young Wind II SLF | SS Started, FIS Started, No IA | Young Wind II, LLC | Oncor's Thomas Price Station (#11523) | Young | WEST | 2024-12-31 | WIN | WT | 152.28 | FIS Request | 2023-04-18 |  |  | 2023-04-26 |  |  |  | No |  |  | Not Required
25INR0087 | Capoterra | SS Completed, FIS Started, No IA | 206OF 8me LLC | Tap 345kV 3687 TNP One – 39950 East Bell County Ckt 1 | Milam | SOUTH | 2026-05-09 | SOL | PV | 598 | FIS Request | 2023-04-12 | 2022-06-17 | 2022-09-12 |  |  |  |  | No |  |  | Not Required
25INR0088 | Capoterra BESS | SS Completed, FIS Started, No IA | 206OF 8me LLC | Tap 345kV 3687 TNP One – 39950 East Bell County Ckt 1 | Milam | SOUTH | 2026-05-09 | OTH | BA | 600 | FIS Request | 2023-04-12 | 2022-06-17 | 2022-09-12 |  |  |  |  | No |  |  | Not Required
25INR0089 | Tempesta | SS Completed, FIS Started, No IA | 207TK 8me LLC | Tap 345kV 3102 Tyler SE - 2432 Tricorner | Kaufman | NORTH | 2026-05-09 | SOL | PV | 443 | FIS Request | 2023-04-12 | 2022-06-10 | 2022-09-06 |  |  |  |  | No |  |  | Not Required
25INR0090 | Tempesta BESS | SS Completed, FIS Started, No IA | 207TK 8me LLC | Tap 345kV 3102 Tyler SE - 2432 Tricorner | Kaufman | NORTH | 2026-05-09 | OTH | BA | 600 | FIS Request | 2023-04-25 | 2022-06-10 | 2022-09-06 |  |  |  |  | No |  |  | Not Required
25INR0122 | Vial BESS | SS Completed, FIS Started, No IA | Gransolar Texas Eleven LLC | Chatt (#234) | Hill | NORTH | 2025-06-30 | OTH | BA | 135.12 | FIS Request | 2023-04-03 | 2022-07-05 | 2022-10-01 |  |  |  |  | No |  |  | Not Required
25INR0139 | Dolce BESS | SS Completed, FIS Started, No IA | Dolce BESS, LLC | Tap 138kV 19520 BARBER_LK1_8 - 1189 CHINAGRVX2_8 | Mitchell | WEST | 2025-12-31 | OTH | BA | 101.4 | FIS Request | 2023-03-30 | 2022-09-27 | 2022-12-21 |  |  |  |  | No |  |  | Not Required
25INR0144 | Jasper BESS | SS Completed, FIS Started, No IA | Jasper BESS, LLC | Tap 138kV 71230 Pleasant Farms - 1236 Pegasus South | Midland | WEST | 2025-12-31 | OTH | BA | 202.65 | FIS Request | 2023-04-03 | 2022-09-21 | 2022-12-19 |  |  |  |  | No |  |  | Not Required
25INR0146 | Blue Heron BESS | SS Completed, FIS Started, No IA | Blue Heron BESS, LLC | Tap 138kV MANSON (1094) - Riverton (11083) | Reeves | WEST | 2025-12-31 | OTH | BA | 202.65 | FIS Request | 2023-04-26 | 2022-10-24 | 2023-01-20 |  |  |  |  | No |  |  | Not Required
25INR0242 | Pato Blanco Storage | SS Started, FIS Started, No IA | TX BESS 4, LLC | Tap 138 kV 44010 W A Parish - 43380 West Columbia | Fort Bend | HOUSTON | 2025-06-01 | OTH | BA | 71.78 | FIS Request | 2023-04-25 |  |  | 2023-04-24 |  |  |  | No |  |  | Not Required
25INR0334 | Star Dairy Storage | SS Started, FIS Started, No IA | Star Dairy Storage | Tap 345kV 1692 PARIS_SW1_5 -- 11699 WOODARD_5 | Lamar | NORTH | 2026-03-23 | OTH | BA | 209.1 | FIS Request | 2023-04-17 | 2023-04-19 |  | 2023-04-11 |  |  |  | No |  |  | Not Required
25INR0376 | Hawkins BESS | SS Started, FIS Started, No IA | BRP BLUE TOPAZ 7, LLC | 85005 ELGATO4A 138 kV | Hidalgo | SOUTH | 2025-09-08 | OTH | BA | 150.45 | FIS Request | 2023-04-19 |  |  | 2023-04-19 |  |  |  | No |  |  | Not Required
25INR0378 | Second Division Storage | SS Started, FIS Started, No IA | Mound Creek Storage, LLC | Tap 138 kV SANBER_POI_8 (Bus# 43110) to WEST COLUMBIA (Bus# 43380) Ckt 60 Line | Brazoria | COASTAL | 2025-12-31 | OTH | BA | 0 | FIS Request | 2023-04-03 | 2023-04-19 |  | 2023-03-15 |  |  |  | No |  |  | Not Required
25INR0385 | Bobcat Cameron BESS | SS Started, FIS Started, No IA | Bobcat BESS, LLC | 5764 East Rio Hondo Substation 138kV | Cameron | COASTAL | 2025-05-31 | OTH | BA | 200.78 | FIS Request | 2023-04-06 | 2023-04-19 |  | 2023-04-11 |  |  |  | No |  |  | Not Required
25INR0397 | Beeman BESS | SS Started, FIS Started, No IA | Waelder BESS | 69kV Waelder Substation (7232) | Gonzales | SOUTH | 2025-05-01 | OTH | BA | 50.4 | FIS Request | 2023-04-07 | 2023-04-19 |  | 2023-03-22 |  |  |  | No |  |  | Not Required
25INR0401 | WOE Gyp King Wind | SS Started, FIS Started, No IA | White Oak Energy, LLC | GYP (33798) | King | WEST | 2025-03-31 | WIN | WT | 315 | FIS Request | 2023-04-18 | 2023-04-19 |  | 2023-04-17 |  |  |  | No |  |  | Not Required
25INR0405 | Pledgor BESS | SS Started, FIS Started, No IA | Pledgor BESS | 43120- Centerpoint Pledger Substation | Matagorda | COASTAL | 2025-06-01 | OTH | BA | 100.33 | FIS Request | 2023-04-26 |  |  | 2023-04-25 |  |  |  | No |  |  | Not Required
25INR0417 | Mesa View Storage | SS Started, FIS Started, No IA | Mesa View Storage, LLC | Tap 345 kV KINGMTSW (#842) to NORTMC (#76000) | Upton | WEST | 2025-05-31 | OTH | BA | 501.9 | FIS Request | 2023-04-11 | 2023-04-19 |  | 2023-04-12 |  |  |  | No |  |  | Not Required
25INR0422 | Waterloo Solar 1 | SS Started, FIS Started, No IA | Waterloo Solar, LLC | AUSTROP TO GARFIELD 345kV LINE [Bus # 7040 - 7048] | Bastrop | SOUTH | 2025-06-01 | SOL | PV | 200.64 | FIS Request | 2023-04-18 | 2023-04-19 |  | 2023-03-30 |  |  |  | No |  |  | Not Required
25INR0424 | Brackens BESS | SS Started, FIS Started, No IA | Brackens BESS | Tap 138kV 196 Fairfield - 3504 Fairfield West | Freestone | NORTH | 2025-11-30 | OTH | BA | 104.31 | FIS Request | 2023-04-19 |  |  | 2023-04-19 |  |  |  | No |  |  | Not Required
25INR0432 | Brotherton Storage | SS Started, FIS Started, No IA | Belltown Power Texas 2 | Rayburn owned Tucker 138kV Substation (6937) | Anderson | NORTH | 2025-05-31 | OTH | BA | 176.13 | FIS Request | 2023-04-12 | 2023-04-19 |  | 2023-04-12 |  |  |  | No |  |  | Not Required
26INR0049 | Calpine Freestone Peaker 1 | SS Started, FIS Started, No IA | Freestone Power Generation, LLC | 3134 RICHLAND CHAMBERS 345kV (PSS/E Bus Name: RICHLND1_5) | Freestone | NORTH | 2026-05-23 | GAS | GT | 228 | FIS Request | 2023-04-12 | 2023-04-19 |  | 2023-04-11 |  |  |  | No
26INR0088 | OCI La Salle Solar LLC | SS Started, FIS Started, No IA | OCI La Salle Solar LLC | Tap 345kV LOBO7A (#80219) - FOWLERTONSW5 (#5709) | La Salle | SOUTH | 2026-07-01 | SOL | PV | 500 | FIS Request | 2023-03-31 | 2023-04-19 |  | 2023-04-03 |  |  |  | No |  |  | Not Required
26INR0089 | OCI La Salle ESS LLC | SS Started, FIS Started, No IA | OCI La Salle ESS LLC | Tap 345kV LOBO7A (#80219) - FOWLERTONSW5 (#5709) CKT#2 | La Salle | SOUTH | 2026-07-01 | SOL | PV | 500 | FIS Request | 2023-03-15 | 2023-04-07 |  | 2023-03-15 |  |  |  | No |  |  | Not Required
26INR0109 | Calpine Freestone Peaker 2 | SS Started, FIS Started, No IA | Freestone Power Generation, LLC | 3133 RICHLAND CHAMBERS (PSS/E Bus Name: RICHLND2_5) | Freestone | NORTH | 2026-05-23 | GAS | GT | 228 | FIS Request | 2023-04-12 | 2023-04-19 |  | 2023-04-11 |  |  |  | No
26INR0114 | Ochoa Energy Storage | SS Started, FIS Started, No IA | Ochoa Energy Storage LLC | 44420 Katy 138kV | Waller | HOUSTON | 2025-07-01 | OTH | BA | 263.2 | FIS Request | 2023-04-18 | 2023-04-19 |  | 2023-04-11 |  |  |  | No |  |  | Not Required
27INR0029 | Short Creek BESS | SS Started, FIS Started, No IA | Wichita Solar I, LLC | Tap 345kV 6101 Riley - 1425 Fisher Road Switch | Wichita | WEST | 2027-12-01 | OTH | BA | 151.5 | FIS Request | 2023-04-12 | 2023-04-19 |  | 2023-04-12 |  |  |  | No |  |  | Not Required
27INR0032 | Prairie Switch STORAGE SLF | SS Started, FIS Started, No IA | FRESH AIR ENERGY II, LLC | 5546 DANEVANG SWITCHING STATION 138kV | Wharton | SOUTH | 2027-09-01 | OTH | BA | 0 | FIS Request | 2023-04-18 | 2023-04-19 |  | 2023-04-03 |  |  |  | No |  |  | Not Required
27INR0035 | Delta Lake Irrigation District 1 Solar | SS Started, FIS Started, No IA | Mestenas Floating Solar LLC | Tap 345 kV 8383 North Edinburg - 8059 Mantle | Hidalgo | SOUTH | 2027-11-30 | SOL | PV | 186.96 | FIS Request | 2023-04-17 |  |  | 2023-04-20 |  |  |  | No |  |  | Not Required
27INR0036 | La Feria Irrigation District 1 Solar | SS Started, FIS Started, No IA | La Patrona Floating Solar LLC | tap the 138 kV Wesmer (#8347) – Mesquite (#8554) line; AEP | Cameron | COASTAL | 2027-11-30 | SOL | PV | 54.35 | FIS Request | 2023-04-11 |  |  | 2023-04-20 |  |  |  | No |  |  | Not Required
27INR0038 | SCOTT CROSSING STORAGE SLF | SS Started, FIS Started, No IA | FRESH AIR ENERGY II, LLC | Bus # 6161 Paint Creek substation 138kV 0.5 miles south of site | Haskell | WEST | 2027-09-01 | OTH | BA | 0 | FIS Request | 2023-04-06 | 2023-04-19 |  | 2023-04-07 |  |  |  | No |  |  | Not Required
27INR0039 | Live Oak Bayou Storage SLF | SS Started, FIS Started, No IA | FRESH AIR ENERGY II, LLC | Tap 345Kv 5915 South Texas - 47531 Jones Creek CKT#18 | Matagorda | COASTAL | 2027-09-01 | OTH | BA | 0 | FIS Request | 2023-04-06 |  |  | 2023-04-20 |  |  |  | No |  |  | Not Required
New Projects added in May 2023 | [10 empty] | Changes from Last Report | GIM Project Milestone Dates
INR | Project Name | GIM Study Phase | Interconnecting Entity | POI Location | County | CDR Reporting Zone | Projected COD | Fuel | Technology | Capacity (MW) |  |  | Screening Study Started | Screening Study Complete | FIS Requested | FIS Approved | Economic Study Required | IA Signed |  | Air Permit | GHG Permit | Water Availability | Meets Planning | Meets All Planning |  | Construction Start | Construction End | Approved for Energization | Approved for Synchronization | Comment
[11 empty] | Change indicators: Proj Name, MW | Approval Date for | [6 empty] | Financial Security |  |  |  | Guide Section 6.9(1) | Guide Section 6.9 | Meets Planning Guide
[11 empty] | Size, COD, SFS/NtP, FIS Request, | Submission of Proof of | [6 empty] | and Notice to |  |  |  | Requirements for | Requirements for | QSA (Section 5.9)
[11 empty] | Status Change INA-to-PLN | Site Control | [6 empty] | Proceed Provided |  |  |  | Inclusion in Planning | Inclusion in Planning | Prerequisites
[23 empty] | Models | Models
23INR0070 | Chillingham Solar | SS Completed, FIS Completed, IA | Chillingham Solar LLC | 3687 Bell County East 345kV | Bell | NORTH | 2024-12-31 | SOL | PV | 359.37 | Status Change INA-to-PLN | 2020-09-02 | 2020-08-04 | 2020-10-28 | 2020-08-26 | 2021-07-22 |  | 2022-02-04 | No | Not Required | Not Required | Not Required
23INR0079 | Chillingham Storage | SS Completed, FIS Completed, IA | Chillingham Solar LLC | 3687 Bell County East 345kV | Bell | NORTH | 2024-12-31 | OTH | BA | 153.75 | Status Change INA-to-PLN | 2020-09-04 | 2020-09-11 | 2020-11-30 | 2020-08-26 | 2021-07-22 |  | 2022-02-04 | No | Not Required | Not Required | Not Required
23INR0103 | Burksol BESS | SS Completed, FIS Started, IA | Donegal BESS | 59904 Cottonwood 345kV | Dickens | PANHANDLE | 2024-11-30 | OTH | BA | 100.54 | Status Change INA-to-PLN | 2020-10-12 | 2020-10-23 | 2021-01-12 | 2020-09-28 |  |  | 2022-11-17 | No |  |  | Not Required
23INR0411 | SkySealy2 | SS Started, FIS Started, No IA | Sky Global Power 2, LLC | tap 138kV 44700 Gebhardt - 44740 Wallis circuit 65 | Austin | SOUTH | 2025-06-01 | GAS | GT | 150 | FIS Request | 2023-05-08 | 2023-05-15 |  | 2023-05-08 |  |  |  | No
23INR0637 | Goodnight Wind II | SS Completed, FIS Completed, IA | FGE Goodnight I, LLC | tap 345kV 79500 Alibates - 79503 Tule Canyon CKT2 | Armstrong | PANHANDLE | 2023-12-30 | WIN | WT | 258.3 | FIS Request | 2023-04-28 | 2023-04-19 | 2023-04-19 |  | 2023-02-06 | No | 2019-08-18 | Yes | Not Required | Not Required | Not Required | 2023-05-01 | 2023-05-01 | 2023-05-01
24INR0265 | SMT Ironman BESS | SS Completed, FIS Completed, IA | SMT Ironman BESS LLC | 43035 Oasis Substation 345kV | Brazoria | COASTAL | 2024-06-30 | OTH | BA | 304.25 | Status Change INA-to-PLN | 2022-02-28 | 2022-03-14 | 2022-04-18 | 2022-03-08 | 2022-12-08 |  | 2022-12-15 | No |  |  | Not Required
24INR0404 | Tres Rios Ranch Solar | SS Completed, FIS Started, No IA | LectricWind LLC | Cedar Canyon 345kV bus (POIB: 76015; L_CEDACA5_1Y) | Upton | WEST | 2025-12-31 | SOL | PV | 423.87 | FIS Request | 2023-05-04 | 2022-08-05 | 2022-11-01 |  |  |  |  | No |  |  | Not Required
24INR0456 | FRIENDSWOOD ENERGY GENCO | SS Completed, FIS Started, No IA | Tejas Power Generation LLC | 47170 H O CLARKE 138KV | Harris | HOUSTON | 2024-06-01 | GAS | GT | 143.7 | FIS Request | 2023-05-04 | 2022-12-07 | 2023-03-06 |  |  |  |  | No
24INR0485 | Rutile BESS | SS Completed, FIS Started, No IA | Rutile BESS, LLC | 6340 BALLINGER - 60399 WEISS 138kV | Runnels | WEST | 2025-12-31 | OTH | BA | 101.4 | FIS Request | 2023-05-10 | 2023-01-23 | 2023-04-22 |  |  |  |  | No |  |  | Not Required
24INR0532 | Timber Cove Solar | SS Started, FIS Started, No IA | Freestone Solar, LLC | Tap 138 kV Winkler (Bus#212) to Pin Oak (Bus#3510) Transmission Line | Freestone | NORTH | 2024-12-31 | SOL | PV | 100.5 | FIS Request | 2023-05-02 | 2023-05-22 |  | 2023-05-17 |  |  |  | No |  |  | Not Required
24INR0538 | FLIFER Solar I | SS Started, FIS Started, No IA | FLIFER LLC | 1091 WARDGULF_8 138kV | Ward | WEST | 2025-01-01 | SOL | PV | 79.2 | FIS Request | 2023-05-08 | 2023-03-08 | [5 empty] | No |  |  | Not Required
24INR0550 | SMT Mercedes II BESS | SS Started, FIS Started, No IA | SMT Mercedes II, LLC | Tap 138kV NORTH MERCEDES STATION (BUS #8358) | Hidalgo | SOUTH | 2025-06-01 | OTH | BA | 233.48 | FIS Request | 2023-04-28 | 2023-05-15 |  | 2023-05-08 |  |  |  | No |  |  | Not Required
24INR0567 | Wolf Hollow III | SS Started, FIS Started, No IA | Wolf Hollow II Power LLC | Mitchell Bend 345KV Bus #1877 | Hood | NORTH | 2024-11-29 | GAS | GT | 306.32 | FIS Request | 2023-05-18 |  |  | 2023-05-30 |  |  |  | No
25INR0106 | Luthor Solar | SS Completed, FIS Started, No IA | TREX US Luthor LLC | 23831 Luther Station 138kV | Howard | WEST | 2025-05-31 | SOL | PV | 103 | FIS Request | 2023-05-10 | 2022-06-27 | 2022-09-21 |  |  |  |  | No |  |  | Not Required
25INR0135 | Hayrick BESS | SS Completed, FIS Started, No IA | Gransolar Texas Five LLC | 6351 Nicole 138kV | Coke | WEST | 2025-07-31 | OTH | BA | 113.9 | FIS Request | 2023-05-31 | 2022-08-16 | 2022-11-11 |  |  |  |  | No |  |  | Not Required
25INR0147 | Holly Branch Solar | SS Started, FIS Started, No IA | Holly Branch Solar, LLC | Tap 345kV 967 Gibbons Creek - 3400 Twin Oak | Robertson | NORTH | 2027-06-01 | SOL | PV | 231.12 | FIS Request | 2023-05-30 |  |  | 2023-05-22 |  |  |  | No |  |  | Not Required
25INR0148 | Holly Branch Storage | SS Started, FIS Started, No IA | Holly Branch Solar, LLC | Tap 345kV 967 Gibbons Creek - 3400 Twin Oak | Robertson | NORTH | 2027-06-01 | OTH | BA | 115.32 | FIS Request | 2023-05-30 |  |  | 2023-05-30 |  |  |  | No |  |  | Not Required
25INR0238 | Little Ridge Storage | SS Started, FIS Started, No IA | TX BESS B LLC | Tap 138kV Swindell (812) - Olinger (818) | Collin | NORTH | 2025-06-01 | OTH | BA | 250 | FIS Request | 2023-05-04 | 2023-05-15 |  | 2023-04-25 |  |  |  | No |  |  | Not Required
25INR0239 | Big Five Storage | SS Started, FIS Started, No IA | TX BESS 3 LLC | Tap 138kV (5784) Redgtss - (8380) Nedina | Hidalgo | SOUTH | 2025-06-01 | OTH | BA | 100 | FIS Request | 2023-05-24 | 2023-05-26 |  | 2023-05-22 |  |  |  | No |  |  | Not Required
25INR0241 | Halcon Storage | SS Started, FIS Started, No IA | TX BESS A LLC | Tap 138kV 8957 Central Lopeno - 80106 Falcon Dam | Starr | SOUTH | 2025-06-01 | OTH | BA | 132.65 | FIS Request | 2023-05-15 | 2023-05-22 |  | 2023-04-24 |  |  |  | No |  |  | Not Required
25INR0253 | Whiskey BESS | SS Completed, FIS Started, No IA | UR-Silo DevCo LLC | 138 kV Canton Tap (Bus# 6828) | Van Zandt | NORTH | 2025-07-02 | OTH | BA | 150 | FIS Request | 2023-05-04 | 2022-12-07 | 2023-03-06 |  |  |  |  | No |  |  | Not Required
25INR0347 | Cadet Storage | SS Started, FIS Started, No IA | TX BESS 5, LLC | 69kV Bryan Texas Utilities Texas A&M to Shady Lane | Brazos | NORTH | 2025-06-01 | OTH | BA | 104.42 | FIS Request |  | 2023-05-22 |  | 2023-04-24 |  |  |  | No |  |  | Not Required
25INR0380 | Fike BESS | SS Started, FIS Started, No IA | BRP Blue Topaz 9, LLC | 5754 Aderhold 138kV | Hidalgo | SOUTH | 2025-09-01 | OTH | BA | 200.83 | FIS Request | 2023-04-17 | 2023-05-15 |  | 2023-04-19 |  |  |  | No |  |  | Not Required
25INR0382 | HappyDogSolar | SS Started, FIS Started, No IA | Rosula Solar LLC | TAP 345kV 3687 BELL_E_5 - 39950 TNTNP_ONE_3 Ckt 2 | Milam | SOUTH | 2025-07-12 | SOL | PV | 85.81 | FIS Request | 2023-05-30 |  |  | 2023-05-25 |  |  |  | No |  |  | Not Required
25INR0386 | Diaz BESS | SS Started, FIS Started, No IA | BRP Blue Topaz 10, LLC | 8950 Olmito 138kV | Cameron | COASTAL | 2025-09-01 | OTH | BA | 244 | FIS Request | 2023-05-19 | 2023-05-22 |  | 2023-05-17 |  |  |  | No |  |  | Not Required
25INR0394 | Orchard Ray BESS | SS Started, FIS Started, No IA | Pettus BESS | 8593 PETTUS2A 69kV | Bee | SOUTH | 2025-05-01 | OTH | BA | 51.85 | FIS Request | 2023-05-22 |  |  | 2023-05-31 |  |  |  | No |  |  | Not Required
25INR0396 | Stewart Grady BESS | SS Started, FIS Started, No IA | Grady BESS | 23842 Grady138kV | Martin | WEST | 2025-05-01 | OTH | BA | 151.2 | FIS Request | 2023-05-22 | 2023-05-26 |  | 2023-05-01 |  |  |  | No |  |  | Not Required
25INR0399 | Blossomheath BESS | SS Started, FIS Started, No IA | Taurbeng LLC | Venus 345 kV Substation (Bus #1906) | Ellis | NORTH | 2025-03-31 | OTH | BA | 300.78 | FIS Request | 2023-05-02 | 2023-05-26 |  | 2023-05-23 |  |  |  | No |  |  | Not Required
25INR0402 | Driet BESS | SS Started, FIS Started, No IA | Weimar BESS | 7254 WEIMAR8 138kV | Colorado | SOUTH | 2025-06-01 | OTH | BA | 150.52 | FIS Request | 2023-05-22 |  |  | 2023-05-31 |  |  |  | No |  |  | Not Required
25INR0414 | Rogers Creek BESS | SS Started, FIS Started, No IA | Dialville BESS | 3160, Oncor Dialville Substation | Cherokee | NORTH | 2025-06-01 | OTH | BA | 100.33 | FIS Request | 2023-05-03 | 2023-05-15 |  | 2023-05-03 |  |  |  | No |  |  | Not Required
25INR0418 | Palacios BESS | SS Started, FIS Started, No IA | BRP BLUE TOPAZ 11, LLC | 5767 HIWAY511SUB8 138kV | Cameron | COASTAL | 2025-09-08 | OTH | BA | 125.69 | FIS Request | 2023-04-25 | 2023-05-15 |  | 2023-05-08 |  |  |  | No |  |  | Not Required
25INR0419 | Marengo BESS | SS Started, FIS Started, No IA | BRP BLUE TOPAZ 8, LLC | 8640 Kelvin Station 138kV (AEP) | Cameron | COASTAL | 2025-09-08 | OTH | BA | 120.72 | FIS Request | 2023-04-25 | 2023-05-15 |  | 2023-05-08 |  |  |  | No |  |  | Not Required
25INR0421 | Aldrin 138 BESS | SS Started, FIS Started, No IA | Aldrin Energy Storage LLC | (Bus: 39015) North Alvin TNMP 138kV | Brazoria | COASTAL | 2025-07-15 | OTH | BA | 207 | FIS Request | 2023-05-02 | 2023-05-15 |  | 2023-05-04 |  |  |  | No |  |  | Not Required
25INR0423 | Brackens Solar | SS Started, FIS Started, No IA | Brackens Solar | 196 Fairfield - 3504 Fairfield West 138 kV Line | Freestone | NORTH | 2025-11-30 | SOL | PV | 179.57 | FIS Request | 2023-05-04 | 2023-05-15 |  | 2023-05-01 |  |  |  | No |  |  | Not Required
25INR0425 | Aldrin 345 BESS | SS Started, FIS Started, No IA | Aldrin Energy Storage LLC | (Bus: 43030) Meadow 345kV substation | Brazoria | COASTAL | 2025-07-15 | OTH | BA | 362 | FIS Request | 2023-05-10 | 2023-05-15 |  | 2023-05-05 |  |  |  | No |  |  | Not Required
25INR0441 | Dios BESS | SS Started, FIS Started, No IA | Dios BESS, LLC | GANADO (#8117) 138kV | Jackson | SOUTH | 2025-12-31 | OTH | BA | 201.08 | FIS Request | 2023-04-26 | 2023-05-15 |  | 2023-05-08 |  |  |  | No |  |  | Not Required
25INR0444 | Peridot Storage | SS Started, FIS Started, No IA | BT Castro Storage, LLC | 5836 North Batesville 69kV | Zavala | SOUTH | 2025-12-31 | OTH | BA | 50.48 | FIS Request | 2023-05-05 | 2023-05-26 |  | 2023-05-22 |  |  |  | No |  |  | Not Required
25INR0447 | Waterloo BESS 1 | SS Started, FIS Started, No IA | Waterloo Solar, LLC | AUSTROP TO GARFIELD 345kV LINE [Bus # 7040 - 7048] | Bastrop | SOUTH | 2025-06-01 | OTH | BA | 105.64 | FIS Request | 2023-05-03 | 2023-05-15 |  | 2023-05-03 |  |  |  | No |  |  | Not Required
25INR0451 | Tres Rios Ranch BESS | SS Started, FIS Started, No IA | Tres Rios Ranch | 76015 L_CEDACA5_1Y 345kV | Upton | WEST | 2025-12-31 | OTH | BA | 242.36 | FIS Request | 2023-05-22 | 2023-05-26 |  | 2023-05-23 |  |  |  | No |  |  | Not Required
25INR0460 | Acker BESS | SS Started, FIS Started, No IA | Ogallala BESS LLC | Ogallala 345 kV (#23912) | Castro | PANHANDLE | 2025-12-01 | OTH | BA | 301.04 | FIS Request | 2023-05-26 |  |  | 2023-05-09 |  |  |  | No |  |  | Not Required
26INR0045 | LUND STORAGE CENTER 1 | SS Completed, FIS Started, No IA | Aelius Solar Corp. | TAP 138 KV LINE AND CREATE NEW BUS BETWEEN KIMBRO (7337) AND ELGIN SWITCH (3650) | Bastrop | SOUTH | 2026-12-31 | OTH | BA | 407.55 | FIS Request | 2023-05-26 | 2023-01-17 | 2023-04-14 |  |  |  |  | No |  |  | Not Required
26INR0082 | Amerada Solar | SS Started, FIS Started, No IA | Amerada Solar, LLC | Tap the 345 kV line from Richland Chambers RICHLND2_5 (#3133) to Big Brown SES BIGBRE_5 (#3381) | Freestone | NORTH | 2026-10-22 | SOL | PV | 301.57 | FIS Request | 2023-05-12 | 2023-05-15 |  | 2023-04-28 |  |  |  | No |  |  | Not Required
26INR0084 | Amerada Storage | SS Started, FIS Started, No IA | Amerada Solar, LLC | Tap 345kV 3133 RICHLND2_5 - 3381 BIGBRNW_5 | Freestone | NORTH | 2026-10-22 | OTH | BA | 150.78 | FIS Request | 2023-05-10 | 2023-05-15 |  | 2023-04-28 |  |  |  | No |  |  | Not Required
26INR0098 | Douie Solar | SS Started, FIS Started, No IA | Buffalo Spring Solar LLC | Tap 138 kV 3501 Sea way Teague - 3394 Jewett | Leon | NORTH | 2026-06-01 | SOL | PV | 221.03 | FIS Request | 2023-05-09 | 2023-05-15 |  | 2023-05-12 |  |  |  | No |  |  | Not Required
26INR0112 | Lemma Solar | SS Started, FIS Started, No IA | Greening USA Corp. | 6088 Benjamin AEP 138kV | Knox | WEST | 2026-03-01 | SOL | PV | 100.61 | FIS Request | 2023-05-23 | 2023-04-07 | [5 empty] | No |  |  | Not Required
26INR0116 | Falcon Zapata Storage 138 | SS Started, FIS Started, No IA | Falcon BESS, LLC | 8299 Zapata to 8957 Lopeno 138 kV Line Tap | Zapata | SOUTH | 2026-05-31 | OTH | BA | 200.79 | FIS Request | 2023-04-28 | 2023-05-15 |  | 2023-05-08 |  |  |  | No |  |  | Not Required
26INR0131 | Elm Flats Storage SLF | SS Started, FIS Started, No IA | Elm Flats Solar, LLC | BRIAR_CRK_8 (#3472) – POWELL1_8 (#3467) 138kV Transmission Line | Navarro | NORTH | 2026-01-31 | OTH | BA | 0 | FIS Request | 2023-05-17 |  |  | 2023-05-22 |  |  |  | No |  |  | Not Required
27INR0021 | Live Oak Bayou Solar SLF | SS Started, FIS Started, No IA | FRESH AIR ENERGY II, LLC | Tap 345Kv 5915 South Texas - 47531 Jones Creek CKT#18 | Matagorda | COASTAL | 2027-09-01 | SOL | PV | 150 | FIS Request | 2023-05-09 | 2023-05-15 |  | 2023-05-09 |  |  |  | No |  |  | Not Required
27INR0037 | Harlingen Irrigation District 1 Solar | SS Started, FIS Started, No IA | Six Shooter Floating Solar LLC | The Rangerville (#80103) – Luna (#8656) 138 kV line; AEP | Cameron | COASTAL | 2027-11-30 | SOL | PV | 54.31 | FIS Request | 2023-04-26 | 2023-05-15 |  | 2023-05-03 |  |  |  | No |  |  | Not Required
28INR0008 | Oriole Solar | SS Started, FIS Started, No IA | Rolling Plain Solar | Tap 345V 6076 Foxtail - 60791 Perigee | Knox | WEST | 2028-12-29 | SOL | PV | 504.18 | FIS Request | 2023-05-03 | 2023-05-15 |  | 2023-05-09 |  |  |  | No |  |  | Not Required
28INR0009 | Oriole BES | SS Started, FIS Started, No IA | Rolling Plains Solar | Tap 345kV 6076 Foxtail - 60791 Perigee | Knox | WEST | 2028-12-29 | OTH | BA | 150.24 | FIS Request | 2023-04-28 | 2023-05-15 |  | 2023-05-09 |  |  |  | No |  |  | Not Required
New Projects added in June 2023 | [10 empty] | Changes from Last Report | GIM Project Milestone Dates
INR | Project Name | GIM Study Phase | Interconnecting Entity | POI Location | County | CDR Reporting Zone | Projected COD | Fuel | Technology | Capacity (MW) |  |  | Screening Study Started | Screening Study Complete | FIS Requested | FIS Approved | Economic Study Required | IA Signed |  | Air Permit | GHG Permit | Water Availability | Meets Planning | Meets All Planning |  | Construction Start | Construction End | Approved for Energization | Approved for Synchronization | Comment
[11 empty] | Change indicators: Proj Name, MW | Approval Date for | [6 empty] | Financial Security |  |  |  | Guide Section 6.9(1) | Guide Section 6.9 | Meets Planning Guide
[11 empty] | Size, COD, SFS/NtP, FIS Request, | Submission of Proof of | [6 empty] | and Notice to |  |  |  | Requirements for | Requirements for | QSA (Section 5.9)
[11 empty] | Status Change INA-to-PLN | Site Control | [6 empty] | Proceed Provided |  |  |  | Inclusion in Planning | Inclusion in Planning | Prerequisites
[23 empty] | Models | Models
24INR0166 | Stillhouse Solar | SS Completed, FIS Completed, IA | Stillhouse Solar LLC | tap 345kV 3687 Bell_E_5 to 39950 TNP One Plant Switchyard CKT 2 | Bell | NORTH | 2025-06-01 | SOL | PV | 215.06 | Status Change INA-to-PLN | 2021-11-17 | 2021-11-24 | 2022-02-19 | 2021-11-23 | 2022-12-08 | No | 2023-06-07 | No | Not Required | Not Required | Not Required
24INR0375 | Possum Kingdom BESS | SS Completed, FIS Started, No IA | Novis Renewables, LLC | Tap 345kV 1421 Willow Creek – 11523 Thomas Price | Jack | NORTH | 2026-05-08 | OTH | BA | 201.33 | FIS Request | 2023-05-31 | 2022-09-02 | 2022-11-29 |  |  |  |  | No | Not Required | Not Required | Not Required |  |  |  | 2025-05-01 | 2026-05-08
24INR0437 | Umbra Solar II | SS Started, FIS Started, No IA | Saddle House Solar Project, LLC | tap 345kV 1695 Monticello -11699 Woodard | Franklin | NORTH | 2024-12-31 | SOL | PV | 343.9 | FIS Request | 2023-06-09 | 2023-06-28 |  | 2023-05-23 |  |  |  | No |  |  | Not Required
24INR0438 | Umbra BESS II | SS Started, FIS Started, No IA | Saddle House Solar Project, LLC | tap 345kV 1695 Monticello -11699 Woodard | Franklin | NORTH | 2024-12-31 | OTH | BA | 147.3 | FIS Request | 2023-06-09 | 2023-06-28 |  | 2023-05-23 |  |  |  | No |  |  | Not Required
24INR0459 | Project Exodus (BESS) | SS Started, FIS Started, No IA | Exodus Solar LLC | Tap 345kV 7040 Austrop – 7042 Zorn | Caldwell | SOUTH | 2025-09-15 | OTH | BA | 202.15 | FIS Request | 2023-06-30 |  |  | 2023-06-30 |  |  |  | No |  |  | Not Required
24INR0533 | Padua Grid BESS Unit 2 | SS Started, FIS Started, No IA | Padua Grid, LLC | 5395 Sommers 138kV | Bexar | SOUTH | 2024-12-31 | OTH | BA | 154.63 | FIS Request | 2023-05-30 | 2023-06-07 |  | 2023-06-01 |  |  |  | No |  |  | Not Required
24INR0543 | Thomas Cameron BESS | SS Started, FIS Started, No IA | Thomas Cameron BESS | Tap 345kV 3424 BUCKHORN SWITCH - 3422 KILLEEN SWITCH | Lampasas | NORTH | 2024-11-30 | OTH | BA | 200.82 | FIS Request | 2023-06-01 | 2023-06-07 |  | 2023-06-02 |  |  |  | No |  |  | Not Required
24INR0557 | Hovey Energy Storage | SS Started, FIS Started, No IA | Barilla Solar, LLC | 6655 BARL4A 138kV | Pecos | WEST | 2024-12-31 | OTH | BA | 23 | FIS Request | 2023-06-29 |  |  | 2023-06-15 |  |  |  | No |  |  | Not Required
24INR0572 | Harlingen III BESS LLC | SS Started, FIS Started, No IA | SMT Harlingen III LLC | 8320 WEST HARLINGEN 69kV | Cameron | COASTAL | 2024-09-01 | OTH | BA | 110 | FIS Request | 2023-06-27 | 2023-06-28 |  | 2023-06-26 |  |  |  | No |  |  | Not Required
24INR0578 | Panther Creek 1 Repower | SS Started, FIS Started, No IA | Panther Creek Wind Farm I&II, LLC | 1058 Longshore 345kV | Glasscock | WEST | 2024-05-31 | WIN | WT | 11.4 | FIS Request | 2023-06-27 | 2023-06-28 |  | 2023-06-21 |  |  |  | No |  |  | Not Required
24INR0582 | Panther Creek 2 Repower | SS Started, FIS Started, No IA | Panther Creek Wind Farm I&II, LLC | Longshore 345kV [Bus# 1058] | Glasscock | WEST | 2024-05-04 | WIN | WT | 9.24 | FIS Request | 2023-06-27 | 2023-06-28 |  | 2023-06-27 |  |  |  | No |  |  | Not Required
24INR0584 | Houston IV BESS | SS Started, FIS Started, No IA | SMT Houston IV LLC | 44140 CLODINE 138kV | Harris | HOUSTON | 2024-12-01 | OTH | BA | 168.6 | FIS Request | 2023-06-30 |  |  | 2023-06-27 |  |  |  | No |  |  | Not Required
25INR0103 | Elio BESS | SS Completed, FIS Started, No IA | Elio Energy LLC | Tap 138kV 42980 Nash - 44010 Wa Parish | Brazoria | COASTAL | 2025-07-02 | OTH | BA | 313.18 | FIS Request | 2023-05-19 | 2022-07-05 | 2022-10-01 |  |  |  |  | No |  |  | Not Required
25INR0143 | Ariji BESS | SS Completed, FIS Started, No IA | Ariji BESS, LLC | Tap 138kV 1394 GTTYVTAP_8 - 1322 BIGSPRIG_8 | Howard | WEST | 2026-04-21 | OTH | BA | 100.65 | FIS Request | 2023-06-19 | 2022-09-15 | 2022-12-13 |  |  |  |  | No |  |  | Not Required
25INR0225 | Lucy Solar | SS Started, FIS Started, No IA | Concho County Solar 1 LLC | Tap 345kV 7077 Amos Creek - 6444 San Angelo Red Creek | Concho | WEST | 2025-05-01 | SOL | PV | 351.3 | FIS Request | 2023-06-15 | 2023-06-28 |  | 2023-06-08 |  |  |  | No |  |  | Not Required
25INR0281 | Cosper Solar | SS Completed, FIS Started, No IA | Gransolar Texas Twenty LLC | Tap 138kV 115 Ding Dong - 3630 Copperas Cove Tu | Bell | NORTH | 2025-12-30 | SOL | PV | 148.16 | FIS Request | 2023-06-13 | 2023-01-03 | 2023-03-30 |  |  |  |  | No |  |  | Not Required
25INR0301 | Van Zandt Energy Storage | SS Started, FIS Started, No IA | Rocky Mountain Energy Holdings, LLC | 11028 Odessa EHV Switch 345 kV | Ector | WEST | 2025-04-29 | OTH | BA | 251.5 | FIS Request | 2023-03-21 | 2023-06-07 |  | 2023-04-05 |  |  |  | No |  |  | Not Required
25INR0379 | Starr Storage | SS Started, FIS Started, No IA | Falcon Lake Storage, LLC | 8795 Roma 138kV | Starr | SOUTH | 2025-12-31 | OTH | BA | 0 | FIS Request | 2023-04-03 | 2023-06-28 |  | 2023-03-08 |  |  |  | No |  |  | Not Required
25INR0384 | Zorro BESS | SS Completed, FIS Started, No IA | UR-Silo DevCo LLC | 138 kV Ben Wheeler (Bus# 6852) | Van Zandt | NORTH | 2025-07-01 | OTH | BA | 150 | FIS Request | 2023-06-13 | 2023-03-27 | 2023-06-19 |  |  |  |  | No |  |  | Not Required
25INR0390 | Macho Creek BESS | SS Started, FIS Started, No IA | Macho Creek BESS, LLC | 8793 Rio Grande City 138kV | Starr | SOUTH | 2026-05-31 | OTH | BA | 150.56 | FIS Request | 2023-06-19 | 2023-06-28 |  | 2023-06-06 |  |  |  | No |  |  | Not Required
25INR0434 | Bluegill BESS | SS Started, FIS Started, No IA | Bluegill BESS | To 138 kV Atascocita (Bus #40130) Substation | Harris | HOUSTON | 2025-07-31 | OTH | BA | 501.9 | FIS Request | 2023-06-07 | 2023-06-28 |  | 2023-05-18 |  |  |  | No |  |  | Not Required
25INR0439 | Stephens Ranch Wind Repower | SS Started, FIS Started, No IA | Stephens Ranch Wind Energy, LLC | 345 kV Long Draw (Bus# 59900) | Borden | WEST | 2025-09-15 | WIN | WT | 392.37 | FIS Request | 2023-06-07 | 2023-06-28 |  | 2023-05-15 |  |  |  | No |  |  | Not Required
25INR0442 | Happy Dog Storage | SS Started, FIS Started, No IA | Rosula Solar LLC | Tap 345kV 3687 BELL_e_5 - 39950 TNTNP_ONE_3 Ckt 2 | Milam | SOUTH | 2026-09-14 | OTH | BA | 60.16 | FIS Request | 2023-05-23 | 2023-06-07 |  | 2023-06-02 |  |  |  | No |  |  | Not Required
25INR0466 | Yooperlite Storage | SS Started, FIS Started, No IA | BT Yooperlite Storage, LLC | (#580) Westbrook 138kV | Wise | NORTH | 2025-12-31 | OTH | BA | 175.65 | FIS Request | 2023-06-13 | 2023-06-28 |  | 2023-06-06 |  |  |  | No |  |  | Not Required
25INR0467 | Bocanova BESS | SS Started, FIS Started, No IA | Bocanova Power LLC | 39030 TNALVIN 138kV | Brazoria | COASTAL | 2025-06-01 | OTH | BA | 300.92 | FIS Request | 2023-06-06 | 2023-06-07 |  | 2023-05-26 |  |  |  | No |  |  | Not Required
25INR0482 | Vault Solar | SS Started, FIS Started, No IA | PPM THR Solar | Tap #331 Rwmiller - #320 Jaybird 138kV | Palo Pinto | NORTH | 2025-10-01 | SOL | PV | 108.5 | FIS Request | 2023-06-20 | 2023-06-28 |  | 2023-06-16 |  |  |  | No |  |  | Not Required
26INR0019 | HyFuels Green Lake Solar | SS Completed, FIS Started, No IA | HyFuels Green Lake Solar LLC | Tap 8154 INEOS/Green Lake (VISTRON4B) - 8152 North Carbide (NCARBIDE4A) 138kV | Victoria | SOUTH | 2026-10-01 | SOL | PV | 120.6 | FIS Request | 2023-06-09 | 2022-09-27 | 2022-12-22 |  |  |  |  | No |  |  | Not Required
26INR0077 | Anila BESS | SS Completed, FIS Started, No IA | Alina Energy LLC | Tap of 345 kV Elm Creek (Bus# 5133) - San Miguel Gen (Bus# 5901) Transmission Line Ckt 1 | Wilson | SOUTH | 2026-07-02 | OTH | BA | 209 | FIS Request | 2023-06-01 | 2023-02-20 | 2023-05-20 |  |  |  |  | No |  |  | Not Required
26INR0107 | Freedom Falcon BESS | SS Started, FIS Started, No IA | Falcon BESS, LLC | Tap 345kV 80307 Delsol - 80225 Cenizo CKT#2 | Zapata | SOUTH | 2026-05-31 | OTH | BA | 501.9 | FIS Request | 2023-04-26 | 2023-06-28 |  | 2023-06-14 |  |  |  | No |  |  | Not Required
26INR0117 | Oyster Creek Solar I SLF | SS Started, FIS Started, No IA | Oyster Creek Solar 1, LLC | Tap 138kV 42110 Angleton - 42050 Clute | Brazoria | COASTAL | 2026-06-23 | SOL | PV | 163.35 | FIS Request | 2023-05-15 | 2023-06-28 |  | 2023-06-15 |  |  |  | No |  |  | Not Required
26INR0118 | Oyster Creek Storage I SLF | SS Started, FIS Started, No IA | Oyster Creek Solar 1, LLC | Tap 138kV 42110 Angleton - 42050 Clute | Brazoria | COASTAL | 2026-06-23 | OTH | BA | 0 | FIS Request | 2023-06-02 | 2023-06-28 |  | 2023-06-20 |  |  |  | No |  |  | Not Required
26INR0121 | Pioneer Hutt Solar (Alternative POI) | SS Started, FIS Started, No IA | NextEra Energy Interconnection Holdings LLC | TAP 345kV 11028 Odessa Ehv - 59901 Grelton (West C) | Midland | WEST | 2026-12-30 | SOL | PV | 116 | FIS Request | 2023-06-26 | 2023-06-28 |  | 2023-06-12 |  |  |  | No |  |  | Not Required
26INR0130 | Elm Flats Solar SLF | SS Started, FIS Started, No IA | Elm Flats Solar, LLC | Tap 138kV 3472 BRIAR_CRK_8 – 3467 POWELL1_8 | Navarro | NORTH | 2026-01-31 | SOL | PV | 125.58 | FIS Request | 2023-05-12 |  |  | 2023-06-13 |  |  |  | No |  |  | Not Required
26INR0134 | Myers Solar | SS Started, FIS Started, No IA | BT Myers Solar, LLC | the 69 kV Bus (Bus #8197) at the AEP Texas Central Owned POESTA2A 69/XX kV Substation | Bee | SOUTH | 2026-09-01 | SOL | PV | 100.94 | FIS Request | 2023-06-13 | 2023-06-28 |  | 2023-06-01 |  |  |  | No |  |  | Not Required
26INR0135 | Myers Storage | SS Started, FIS Started, No IA | BT Myers Solar, LLC | 8197 POESTA2A Substation 69kV | Bee | SOUTH | 2026-09-01 | OTH | BA | 75.7 | FIS Request | 2023-06-07 | 2023-06-28 |  | 2023-06-01 |  |  |  | No |  |  | Not Required
26INR0143 | Santa Garcias Solar | SS Started, FIS Started, No IA | Oxy Renewable Energy LLC | Tap 138kV 8515 Alazan - 8458 Barney Davis | Kleberg | COASTAL | 2026-05-31 | SOL | PV | 265 | FIS Request | 2023-06-06 | 2023-06-28 |  | 2023-06-07 |  |  |  | No |  |  | Not Required
26INR0149 | Blue Bird BESS | SS Started, FIS Started, No IA | Gigawatt Solar LLC | Tap 345kV 1880 Rocky Creek - 1898 Mitchel Bend | Hood | NORTH | 2026-05-29 | OTH | BA | 200.7 | FIS Request | 2023-06-04 | 2023-06-28 |  | 2023-06-13 |  |  |  | No |  |  | Not Required
26INR0154 | Pennington Storage | SS Started, FIS Started, No IA | S&S Renewables LLC | to the 345kV Goddard (#8606) – Tango (#8689) line; AEP | Bee | SOUTH | 2026-09-30 | OTH | BA | 511.23 | FIS Request | 2023-06-13 |  |  | 2023-05-25 |  |  |  | No |  |  | Not Required
26INR0176 | Dionysus Solar | SS Started, FIS Started, No IA | Dionysus Solar, LLC | 6733 Mustang Prairie 138kV | Houston | NORTH | 2026-04-21 | SOL | PV | 153.26 | FIS Request | 2023-06-14 | 2023-06-28 |  | 2023-06-05 |  |  |  | No |  |  | Not Required
26INR0177 | Dionysus Storage | SS Started, FIS Started, No IA | Dionysus Solar, LLC | 6733 Mustang Prairie 138kV | Houston | NORTH | 2026-04-21 | OTH | BA | 77.28 | FIS Request | 2023-06-14 | 2023-06-28 |  | 2023-06-05 |  |  |  | No |  |  | Not Required
26INR0178 | Alliance Solar | SS Started, FIS Started, No IA | NextEra Energy Interconnection Holdings, LLC | Tap #3478 Navarro to #1907 Venus Switch 345kV | Navarro | NORTH | 2026-12-31 | SOL | PV | 175 | FIS Request | 2023-06-27 |  |  | 2023-06-29 |  |  |  | No |  |  | Not Required
27INR0047 | Sunscape Renewable Energy Solar SLF | SS Started, FIS Started, No IA | Sunscape Renewable Energy LLC | Bus# 8455 Lon C Hill to Bus# 80078 Reforzar 345 kV Line | Nueces | COASTAL | 2027-07-15 | SOL | PV | 522.75 | FIS Request | 2023-06-14 | 2023-06-28 |  | 2023-05-30 |  |  |  | No |  |  | Not Required
27INR0048 | Sunscape Renewable Energy Storage SLF | SS Started, FIS Started, No IA | Sunscape Renewable Energy LLC | Tap 345kV 8455 Lon C Hill -- 80078 Reforzar | Nueces | COASTAL | 2027-07-15 | OTH | BA | 0 | FIS Request | 2023-06-06 | 2023-06-28 |  | 2023-06-06 |  |  |  | No |  |  | Not Required
27INR0056 | Laurel Wind Energy Center | SS Started, FIS Started, No IA | Laurel Energy Center, LLC | Solstice to Bakersfield (Bus# 60404 -76002) 345kV Ckt 2 line tap | Pecos | WEST | 2027-01-31 | WIN | WT | 501.83 | FIS Request | 2023-06-15 | 2023-06-28 |  | 2023-06-08 |  |  |  | No |  |  | Not Required
28INR0007 | Tetris Solar (Alternative POI) | SS Started, FIS Started, No IA | NextEra Energy Interconnection Holdings LLC | TAP 138kV 8985 San Ygnacio - 8299 Zapata | Zapata | SOUTH | 2028-01-31 | SOL | PV | 350 | FIS Request | 2023-06-30 |  |  | 2023-06-30 |  |  |  | No |  |  | Not Required